## McQuay Italy
Spare Parts Conversion List DAIKIN ↔ McQuay Italy*
* Name changed on 01.04.2014 to Daikin Applied Europe SPA
DAIKIN SPARE PARTS REFERENCE |  | McQuay Italy SPARE PARTS REFERENCE
Material | Material Description | Vendor | Vendor Name | Vendor Material Number
4010037 | CONTROL BOX ASSY. | 22844 | DAIKIN APPLIED EUROPE SPA | 50049036680
5000026 | CHECK-VALVE PISTON SPRING | 22844 | DAIKIN APPLIED EUROPE SPA | 132002028
5000027 | UNLOAD.HEAD CHECK VALVE PISTON | 22844 | DAIKIN APPLIED EUROPE SPA | 110004013
5000028 | BEARING HOUSING MTR.SIDE 8/900 | 22844 | DAIKIN APPLIED EUROPE SPA | 132001056
5000029 | SHUT-OFF VALVE 47051R D35 | 22844 | DAIKIN APPLIED EUROPE SPA | 130814052
5000030 | FUSE BASE NH1-250A/WO03704->33601 | 22844 | DAIKIN APPLIED EUROPE SPA | SP-131027012
5000031 | FUSE NH1-gG 200A/1510200 | 22844 | DAIKIN APPLIED EUROPE SPA | SP-131030055
5000032 | CONTACTOR 220-240V 3RT1054-1AP36 | 22844 | DAIKIN APPLIED EUROPE SPA | SP-132015036
5000033 | CONTACTOR 3RT1056-6AF36 | 22844 | DAIKIN APPLIED EUROPE SPA | SP-132015071
5000034 | MQCS804 PW R407C 1PC.AU110V | 22844 | DAIKIN APPLIED EUROPE SPA | N40030844
5000035 | 804SPW(60KW)K66 1PC.A110/C.OVH | 22844 | DAIKIN APPLIED EUROPE SPA | RT40030844
5000036 | CAL.L.AT.C22'2P'F'WSC-PFS | 22844 | DAIKIN APPLIED EUROPE SPA | 115312070
5000037 | CAL.L.AT.C22'2P'F'WSC-PFS | 22844 | DAIKIN APPLIED EUROPE SPA | 115312067
5000038 | DISCHARGE SHUT-OFF VALVE for MCQ 808 S2C | 22844 | DAIKIN APPLIED EUROPE SPA | 130805009
5000043 | TRANSFORMER | 22844 | DAIKIN APPLIED EUROPE SPA | SP-131045032
5000044 | FAN SPEED CONTR. RGF320420V2S00 INPRI459 | 22844 | DAIKIN APPLIED EUROPE SPA | SP-131093079
5000057 | SPRING ANITIVIBR.(Green) LAAV2301 K30 | 22844 | DAIKIN APPLIED EUROPE SPA | 133206113
5000059 | CONDENSER COIL 4R-AL 14FPI L=2250 SX | 22844 | DAIKIN APPLIED EUROPE SPA | 137013669
5000060 | CONDENSER COIL 4R-AL 14FPI L=2250 DX | 22844 | DAIKIN APPLIED EUROPE SPA | 137013673
5000062 | AUX.RELAY 115V-120V 4 CONT.-RMIA45115 | 22844 | DAIKIN APPLIED EUROPE SPA | SP-129100256
5000063 | CONTACTOR 110V | 22844 | DAIKIN APPLIED EUROPE SPA | SP-132015077
5000064 | TERMINAL COVERS SIEMENS | 22844 | DAIKIN APPLIED EUROPE SPA | SP-132015078
5000065 | CABLE | 22844 | DAIKIN APPLIED EUROPE SPA | 121008999
5000068 | coil for expansion valve AKV20 24V-20W | 22844 | DAIKIN APPLIED EUROPE SPA | 131066008
5000069 | INLET VALVE | 22844 | DAIKIN APPLIED EUROPE SPA | 130853021
5000077 | O-RING Ø int. 66,68x3,53mm | 22844 | DAIKIN APPLIED EUROPE SPA | AE44130170
5000078 | CONDENSER COIL 1403-AC 50X169,7/SX | 22844 | DAIKIN APPLIED EUROPE SPA | 139710050
5000079 | CONDENSER COIL 1403-AC 50X169,7/DX | 22844 | DAIKIN APPLIED EUROPE SPA | 139710054
5000080 | CONDENSER COIL 1403-CU 50X169,7/SX | 22844 | DAIKIN APPLIED EUROPE SPA | 139710051
5000081 | CONDENSER COIL 1403-CU 50X169,7/DX | 22844 | DAIKIN APPLIED EUROPE SPA | 139710055
5000088 | SAF.VALVE 3030/44C130 13bar 1/2" NPT | 22844 | DAIKIN APPLIED EUROPE SPA | 131038272
5000090 | COMPRESSOR RIC ZR16M3E-TWD-551 | 22844 | DAIKIN APPLIED EUROPE SPA | 131019331-RIC
5000091 | FRA ELBOW FITTING CU 90 67X67 F.F. | 22844 | DAIKIN APPLIED EUROPE SPA | 130810014-FRA
5000092 | DISCHARGE FLANGE D67 | 22844 | DAIKIN APPLIED EUROPE SPA | 111505010
5000093 | SPRING ANT VIBRATION MOUNT LAAV4305 K66 | 22844 | DAIKIN APPLIED EUROPE SPA | 133206117
5000094 | INVERTER KEB 75KW 23.F5.CAR-Y000->Y002 | 22844 | DAIKIN APPLIED EUROPE SPA | 23.F5.CAR-Y002
5000095 | KIT CONVERS. Copeland ZZ18-28-32 | 22844 | DAIKIN APPLIED EUROPE SPA | 8548206
5000096 | LOWARA Pump FHE 65-160(2P) 11KW 400V | 22844 | DAIKIN APPLIED EUROPE SPA | 132099047
5000106 | EV32110099 DX 220/10 PED/AGR 4F | 22844 | DAIKIN APPLIED EUROPE SPA | 133099332
5000107 | NEW TERMINAL PLATE MQCS | 22844 | DAIKIN APPLIED EUROPE SPA | 228810957
5000108 | M.S. LC1-D95F7(LC1D9511) | 22844 | DAIKIN APPLIED EUROPE SPA | T-LC1D95F7
5000109 | TEE 1/8"NPTx1/4"SAEx1/4"SAE | 22844 | DAIKIN APPLIED EUROPE SPA | 130817021
5000113 | OUTPUT BOARD WITH 4 OUTPUTS | 22844 | DAIKIN APPLIED EUROPE SPA | 129100310
5000114 | OUTPUT BOARD 24 | 22844 | DAIKIN APPLIED EUROPE SPA | 129100311
5000118 | CONNECTOR FOR TRANSDUCER 12FB4000HY | 22844 | DAIKIN APPLIED EUROPE SPA | C/G 41050099
5000119 | ETHERNET CARD BACnet PCO1000WB0 | 22844 | DAIKIN APPLIED EUROPE SPA | 129150159
5000120 | EVAPORATOR HEAD KIT EV32 | 22844 | DAIKIN APPLIED EUROPE SPA | KIT-EV32HP
5000121 | RIC DISCH OIL FILT.ASSY/REG.VALVE | 22844 | DAIKIN APPLIED EUROPE SPA | 220010038-RIC
5000122 | EXPANSION VALVE PHTN85-4/134A 026H1163 | 22844 | DAIKIN APPLIED EUROPE SPA | 131011023
5000123 | CONDENSER COIL SX5400x3x14 44F AL | 22844 | DAIKIN APPLIED EUROPE SPA | 135003333
5000147 | MICROP.W7100G-1001 +6 -43C | 22844 | DAIKIN APPLIED EUROPE SPA | 133010028
5000148 | MQCS908 PW R407c 1PC.AU110V. | 22844 | DAIKIN APPLIED EUROPE SPA | N40030989
5000149 | EVAPORATOR HEAD GASKET | 22844 | DAIKIN APPLIED EUROPE SPA | E44135505
5000150 | DISTRIBUTION GASKET | 22844 | DAIKIN APPLIED EUROPE SPA | E44135507
5000151 | DISTRIBUTION GASKET | 22844 | DAIKIN APPLIED EUROPE SPA | E44133508
5000152 | O-RING | 22844 | DAIKIN APPLIED EUROPE SPA | AE0062200
5000160 | SUCTION VALVE RING | 22844 | DAIKIN APPLIED EUROPE SPA | 132013022
5000161 | FUSE BASE E18 3423.000 | 22844 | DAIKIN APPLIED EUROPE SPA | 3423.000
5000162 | FUSE COVER E18 3424.000 | 22844 | DAIKIN APPLIED EUROPE SPA | 3424.000
5000163 | SCREW TYPE FUSE CAPS E18 | 22844 | DAIKIN APPLIED EUROPE SPA | 5SH4163
5000164 | MQCS906 PW R22 1 UNL.220V | 22844 | DAIKIN APPLIED EUROPE SPA | N38020969
5000165 | UNIVERSAL JOINT CAP SCREW | 22844 | DAIKIN APPLIED EUROPE SPA | 000015235
5000167 | FILTER D.42 ALCO AS75S13-VV | 22844 | DAIKIN APPLIED EUROPE SPA | 021057422
5000168 | OIL PRESS.REGULAT.VALVE MQC-S | 22844 | DAIKIN APPLIED EUROPE SPA | 0500900125
5000169 | ADI-BOARD PEH ENERGYLINE SYS. | 22844 | DAIKIN APPLIED EUROPE SPA | 065816003
5000170 | O-R/C0873-70 D.16.36X2.21 | 22844 | DAIKIN APPLIED EUROPE SPA | 070194921
5000171 | CHECK VALVE GASKET 8" | 22844 | DAIKIN APPLIED EUROPE SPA | 070199012
5000172 | GASKET KLINGER 3 | 22844 | DAIKIN APPLIED EUROPE SPA | 070199104
5000173 | GASKET KLINGER 4 | 22844 | DAIKIN APPLIED EUROPE SPA | 070199106
5000175 | COVER HEAD GASK.EVAP/COND 16 | 22844 | DAIKIN APPLIED EUROPE SPA | 070304601
5000176 | COVER HEAD GASK.EVAP/COND 18 | 22844 | DAIKIN APPLIED EUROPE SPA | 070304602
5000178 | COVER HEAD GASK.EVAP/COND 36 | 22844 | DAIKIN APPLIED EUROPE SPA | 070304607
5000179 | COVER HEAD GASK.EVAP/COND 42 | 22844 | DAIKIN APPLIED EUROPE SPA | 070304608
5000180 | EVAP HEAD GASKET 48' | 22844 | DAIKIN APPLIED EUROPE SPA | 070304624
5000181 | TRANSDUCER PROTECTOR | 22844 | DAIKIN APPLIED EUROPE SPA | 071583301
5000182 | STAT.81KW 400/460V.50/60HZ FR2 | 22844 | DAIKIN APPLIED EUROPE SPA | 071746374
5000183 | ASCO VALVE BODY+GASKET&ORIFICE | 22844 | DAIKIN APPLIED EUROPE SPA | 072932001
5000184 | SENSOR 10K-S 30FT/MICROTECH II | 22844 | DAIKIN APPLIED EUROPE SPA | 073007303
5000185 | 4-WAY SOL.VALVE 24V 10W 250PSI | 22844 | DAIKIN APPLIED EUROPE SPA | 073221501
5000186 | COMPLIANT GATE KIT 155 | 22844 | DAIKIN APPLIED EUROPE SPA | 074190601
5000187 | GATE ASSEMBLY KIT 175 | 22844 | DAIKIN APPLIED EUROPE SPA | 074190603
5000188 | UNLOADING LIFT RING MQC800/8-9 | 22844 | DAIKIN APPLIED EUROPE SPA | 110002006
5000189 | NEW TERM.BOX CASING MQCS8-9 PW | 22844 | DAIKIN APPLIED EUROPE SPA | 110002080
5000190 | NEW TERM.BOX COVER MQCS8-9 PW | 22844 | DAIKIN APPLIED EUROPE SPA | 110002081
5000191 | SEAL RING ADAPTER MQCS 800/900 | 22844 | DAIKIN APPLIED EUROPE SPA | 110005013
5000192 | OIL SEAL RING MQCS800/900 | 22844 | DAIKIN APPLIED EUROPE SPA | 110005015
5000193 | CYLINDER LINER GASKET 800-900 | 22844 | DAIKIN APPLIED EUROPE SPA | 110006001
5000194 | CYLINDER LINER GASKET 600 | 22844 | DAIKIN APPLIED EUROPE SPA | 110006003
5000195 | STATOR STOP PIN /MQCS6-8-900 | 22844 | DAIKIN APPLIED EUROPE SPA | 120002013
5000196 | ROTOR SCREW STOP PLATE MQC-S | 22844 | DAIKIN APPLIED EUROPE SPA | 120002018
5000197 | SUC.FILTER SCREW HOLDER | 22844 | DAIKIN APPLIED EUROPE SPA | 120002030
5000198 | SUC.HOUS. SCREW HOLDER MQCS600 | 22844 | DAIKIN APPLIED EUROPE SPA | 120002032
5000199 | PULSATION REDUCER | 22844 | DAIKIN APPLIED EUROPE SPA | 120010034
5000200 | FAN MOTOR + BLADE FC063-6EA.4I.V7 | 22844 | DAIKIN APPLIED EUROPE SPA | 120256
5000201 | PLASTIC PIPE 2X6 1/4SAE L=500 | 22844 | DAIKIN APPLIED EUROPE SPA | 120706003
5000202 | PLASTIC PIPE 2X6 1/4SAE L=1000 | 22844 | DAIKIN APPLIED EUROPE SPA | 120706005
5000203 | PLASTIC PIPE 2X6 1/4SAE L=1500 | 22844 | DAIKIN APPLIED EUROPE SPA | 120706006
5000204 | PLASTIC PIPE 2X6 1/4SAE L=2000 | 22844 | DAIKIN APPLIED EUROPE SPA | 120706007
5000205 | PLASTIC PIPE 2X6 1/4SAE L=2500 | 22844 | DAIKIN APPLIED EUROPE SPA | 120706008
5000206 | PLASTIC PIPE 2X6 1/4SAE L=3000 | 22844 | DAIKIN APPLIED EUROPE SPA | 120706009
5000207 | PLASTIC PIPE 2X6 1/4SAE L=3500 | 22844 | DAIKIN APPLIED EUROPE SPA | 120706010
5000208 | PLASTIC PIPE 4X8 1/4SAE L=300 | 22844 | DAIKIN APPLIED EUROPE SPA | 120706030
5000209 | PLASTIC PIPE 4X8 1/4SAE L=500 | 22844 | DAIKIN APPLIED EUROPE SPA | 120706031
5000210 | PLASTIC PIPE 4X8 1/4SAE L=600 | 22844 | DAIKIN APPLIED EUROPE SPA | 120706032
5000211 | PLASTIC PIPE 4X8 1/4SAE L1600 | 22844 | DAIKIN APPLIED EUROPE SPA | 120706035
5000212 | PLASTIC PIPE 4X8 1/4SAE L2000 | 22844 | DAIKIN APPLIED EUROPE SPA | 120706036
5000213 | PLASTIC PIPE 4X8 1/4SAE L=1200 | 22844 | DAIKIN APPLIED EUROPE SPA | 120706040
5000214 | PLASTIC PIPE 4X8 1/4SAE L1400 | 22844 | DAIKIN APPLIED EUROPE SPA | 120706041
5000215 | GASKET+OR.KIT FOR FR4/HSO COMP | 22844 | DAIKIN APPLIED EUROPE SPA | 128810984
5000216 | GASKET+OR.KIT FOR FR4/HSO COMP | 22844 | DAIKIN APPLIED EUROPE SPA | 128810987
5000217 | COMPR.FULL GASKET SET FR2 | 22844 | DAIKIN APPLIED EUROPE SPA | 128810995
5000218 | OUTPUT BOARD 16P | 22844 | DAIKIN APPLIED EUROPE SPA | 129100035
5000219 | SOL.STATE RELAY OAC5A-CROUZET 841110311 | 22844 | DAIKIN APPLIED EUROPE SPA | 129100044
5000220 | KEYPAD / DISPLAY MICROTECH | 22844 | DAIKIN APPLIED EUROPE SPA | 129100122
5000221 | ADI BOARD 006-000422-06 | 22844 | DAIKIN APPLIED EUROPE SPA | 129100130
5000222 | DISCH.T.SENSOR T1931-30 073012003(10MT) | 22844 | DAIKIN APPLIED EUROPE SPA | 129100150
5000223 | DISCH.T.SENSOR T1931-50 070583005(16,5M) | 22844 | DAIKIN APPLIED EUROPE SPA | 129100151
5000224 | TRANSFOR.24V/9V-0-9V 300VA | 22844 | DAIKIN APPLIED EUROPE SPA | 129100160
5000225 | TRANSDUCER LP P528-2003-1 071568511 | 22844 | DAIKIN APPLIED EUROPE SPA | 129100171
5000226 | TRANSDUCER HP P528-2004-1 071568611 | 22844 | DAIKIN APPLIED EUROPE SPA | 129100172
5000227 | TRANSDUCER CABLE L= 18MT. | 22844 | DAIKIN APPLIED EUROPE SPA | 129100179
5000228 | TRANSDUCER CABLE L= 6,6MT. | 22844 | DAIKIN APPLIED EUROPE SPA | 129100180
5000229 | MICROTECH CONTR.BOARD 280-50--UNPROGRAM. | 22844 | DAIKIN APPLIED EUROPE SPA | 129100280
5000230 | MICROTECH CONTR.BOARD 250-10-UNPROGRAM. | 22844 | DAIKIN APPLIED EUROPE SPA | R129100340
5000231 | PC-MICROTECH CONNESSION KIT | 22844 | DAIKIN APPLIED EUROPE SPA | 129100351
5000232 | SOPPRESSOR (TVS)1,5KE 400CP | 22844 | DAIKIN APPLIED EUROPE SPA | 129100379
5000233 | CONTR.BOARD MCHCOMP1B0 CAREL | 22844 | DAIKIN APPLIED EUROPE SPA | 129150002
5000234 | EXP.BOARD MCHCOMP2B0 CAREL | 22844 | DAIKIN APPLIED EUROPE SPA | 129150004
5000235 | KEYPAD/DISP.MCHTER00L0 CAREL | 22844 | DAIKIN APPLIED EUROPE SPA | 129150005
5000236 | FAN SPEED BOARD MCHRTF80A0 | 22844 | DAIKIN APPLIED EUROPE SPA | 129150012
5000237 | AMBIENT SENSOR ASWT011000 | 22844 | DAIKIN APPLIED EUROPE SPA | 129150026
5000238 | KEYPAD/DISPLAY PCOT000CB0 | 22844 | DAIKIN APPLIED EUROPE SPA | 129150031
5000239 | CONN.CABLE L=1,5 MT S90CONN000 | 22844 | DAIKIN APPLIED EUROPE SPA | 129150041
5000240 | CONNECT.CABLE L=3MT S90C0NN001 | 22844 | DAIKIN APPLIED EUROPE SPA | 129150042
5000241 | T SWITCH TCONN60000 CAREL | 22844 | DAIKIN APPLIED EUROPE SPA | 129150050
5000242 | TRANSDUCER 0-45B/4-20MA | 22844 | DAIKIN APPLIED EUROPE SPA | 129150051
5000243 | PRESS.TRANSD.KELLER PA-21MR/30/80483.3 | 22844 | DAIKIN APPLIED EUROPE SPA | 129150057
5000244 | CLOCK NET BOARD PCOCLKMEM0 | 22844 | DAIKIN APPLIED EUROPE SPA | 129150074
5000245 | SER.BOARD RS485/PCOSER4850 | 22844 | DAIKIN APPLIED EUROPE SPA | 129150082
5000246 | SERIAL ADAPTER 485-232/PC485 | 22844 | DAIKIN APPLIED EUROPE SPA | 129150083
5000247 | GATEWAY BACNET | 22844 | DAIKIN APPLIED EUROPE SPA | 129150091
5000248 | MICROT-PCOII SMALL/PCO2QE0AS0 | 22844 | DAIKIN APPLIED EUROPE SPA | SP-129150095
5000249 | PCO20000F0 PCO2 LON FTT10 PORT | 22844 | DAIKIN APPLIED EUROPE SPA | 129150101
5000250 | PCO2004850 RS485 NETWK/MODBUS | 22844 | DAIKIN APPLIED EUROPE SPA | 129150134
5000251 | DRIVER V.E. ALCO EXD-C02 EVD0000000 | 22844 | DAIKIN APPLIED EUROPE SPA | 129150142
5000252 | CONN.X PCOII MEDIUM/PCO2CON0M0 | 22844 | DAIKIN APPLIED EUROPE SPA | 129150143
5000253 | CONN.X PCOII LARGE /PCO2CON0L0 | 22844 | DAIKIN APPLIED EUROPE SPA | 129150170
5000254 | COMPR.FULL GASKET KIT MQCS-8/900 | 22844 | DAIKIN APPLIED EUROPE SPA | 130009016
5000255 | GASKET KIT MQC 804 OPEN | 22844 | DAIKIN APPLIED EUROPE SPA | 130009017
5000256 | GASKET KIT MQC 805-806 OPEN | 22844 | DAIKIN APPLIED EUROPE SPA | 130009018
5000257 | GASKET KIT MQC 807-808 OPEN | 22844 | DAIKIN APPLIED EUROPE SPA | 130009019
5000258 | REFRIG.IN/OUT CONN.GASK.KIT | 22844 | DAIKIN APPLIED EUROPE SPA | 130009024
5000259 | CYL.HEAD GASK.KIT MQC804-904 | 22844 | DAIKIN APPLIED EUROPE SPA | 130009025
5000260 | CYL.HEAD.GASK.KIT MQC806-906 | 22844 | DAIKIN APPLIED EUROPE SPA | 130009026
5000261 | CYL.HEAD.GASK.KIT MQC808-908 | 22844 | DAIKIN APPLIED EUROPE SPA | 130009027
5000262 | OIL PUMP+SOL.VLVE.KIT MQC8-900 | 22844 | DAIKIN APPLIED EUROPE SPA | 130009028
5000263 | C/SHAFT BRG GASK.KIT MQC8-900 | 22844 | DAIKIN APPLIED EUROPE SPA | 130009029
5000264 | MOTOR GAK.KIT 2C/PWS-MQC8-900 | 22844 | DAIKIN APPLIED EUROPE SPA | 130009030
5000265 | SELF LOCKING NUT M9X1-R=60 | 22844 | DAIKIN APPLIED EUROPE SPA | 130104007
5000266 | SCREW M14X40 UNI5739-10.9 | 22844 | DAIKIN APPLIED EUROPE SPA | 130303687
5000267 | SCREW TCEI M5 X22 UNI5931 | 22844 | DAIKIN APPLIED EUROPE SPA | 130307035
5000268 | SCREW M6X14 | 22844 | DAIKIN APPLIED EUROPE SPA | 130328084
5000269 | M6X6 UNI 5927 GRUB SCREW | 22844 | DAIKIN APPLIED EUROPE SPA | 130503032
5000270 | CONICAL PLUG E.I 1/4 GAS | 22844 | DAIKIN APPLIED EUROPE SPA | 130507002
5000271 | CONICAL PLUG E.I 3/4 GAS | 22844 | DAIKIN APPLIED EUROPE SPA | 130507006
5000272 | MAGNETIC PLUG E.I 1/4 GAS | 22844 | DAIKIN APPLIED EUROPE SPA | 130508002
5000273 | O-RING 20,22X3,53 - R22 | 22844 | DAIKIN APPLIED EUROPE SPA | 130601211
5000274 | O-RING 29,74X3,53 X R22 | 22844 | DAIKIN APPLIED EUROPE SPA | 130601217
5000275 | O-RING 40,87X3,53 - R22 | 22844 | DAIKIN APPLIED EUROPE SPA | 130601223
5000276 | O-RING 44,04X3,53 - R22 | 22844 | DAIKIN APPLIED EUROPE SPA | 130601224
5000277 | O-RING 63,09X3,53 - R22 | 22844 | DAIKIN APPLIED EUROPE SPA | 130601230
5000278 | O-RING 82,15X3,53 - R22 | 22844 | DAIKIN APPLIED EUROPE SPA | 130601236
5000279 | O-RING 85,32X3,53 - R22 | 22844 | DAIKIN APPLIED EUROPE SPA | 130601237
5000280 | O-RING 126,52X3,53 - R22 | 22844 | DAIKIN APPLIED EUROPE SPA | 130601250
5000281 | O-RING 129,54X5,33 X R22 | 22844 | DAIKIN APPLIED EUROPE SPA | 130601354
5000282 | O-RING 142,24 X 5,33 X R22 | 22844 | DAIKIN APPLIED EUROPE SPA | 130601358
5000283 | O-RING 380,37X6,99 - R22 | 22844 | DAIKIN APPLIED EUROPE SPA | 130601459
5000284 | O-RING NBR70 DI.9,25X1,78 | 22844 | DAIKIN APPLIED EUROPE SPA | 130602012
5000285 | ROTALOCK TEFLON GASKET 1 | 22844 | DAIKIN APPLIED EUROPE SPA | 130604002
5000286 | T.SHEET GASKET D308 SP3 | 22844 | DAIKIN APPLIED EUROPE SPA | 130605028
5000287 | HEAD COVER GASKET E1608/1610 | 22844 | DAIKIN APPLIED EUROPE SPA | 130606109
5000288 | T.SHEET GASK.REF208-200 D.512 | 22844 | DAIKIN APPLIED EUROPE SPA | 130607034
5000289 | UNL.SOLEN.VALVE GASKET MQC/S | 22844 | DAIKIN APPLIED EUROPE SPA | 130609047
5000290 | TUTHILL+CMP OIL PUMP-COV.GASK. | 22844 | DAIKIN APPLIED EUROPE SPA | 130609202
5000291 | LIQUID FLANGE GASKET-SCREW | 22844 | DAIKIN APPLIED EUROPE SPA | 130609227
5000292 | SHUTT-OFF VLV.1-3/4'D.28+GASK. | 22844 | DAIKIN APPLIED EUROPE SPA | 130805013
5000293 | LIQUID SIGHT-GLASS D.16 TUBE | 22844 | DAIKIN APPLIED EUROPE SPA | 130809026
5000294 | LIQUID SIGHT-GLASS D.22 TUBE | 22844 | DAIKIN APPLIED EUROPE SPA | 130809027
5000295 | 3/8 SAE FLARE PLUG | 22844 | DAIKIN APPLIED EUROPE SPA | 130813002
5000296 | SHUT-OFF VALVE FOR GAUGE | 22844 | DAIKIN APPLIED EUROPE SPA | 130814040
5000297 | BALL VALVE 6590/7 D22 | 22844 | DAIKIN APPLIED EUROPE SPA | 130814064
5000298 | BALL VALVE 6590/17 D54 | 22844 | DAIKIN APPLIED EUROPE SPA | 130814069
5000299 | NIPPLE 1/4 SAE X 1/8 NPT | 22844 | DAIKIN APPLIED EUROPE SPA | 130816001
5000300 | DUAL SHUT-OFF VALVE 3032/44-1/2" | 22844 | DAIKIN APPLIED EUROPE SPA | 130853003
5000301 | SAFETY RELIEF VALVE DUAL PORT VALVE | 22844 | DAIKIN APPLIED EUROPE SPA | 130853006
5000302 | ELASTIC WASHER 9,4X16,5X1,5 | 22844 | DAIKIN APPLIED EUROPE SPA | 130923009
5000303 | SOLEN.VALVE 110V 1079-11 D.35 | 22844 | DAIKIN APPLIED EUROPE SPA | 131008006
5000304 | SOL.VALVE 110V 1078-11D.35 | 22844 | DAIKIN APPLIED EUROPE SPA | 131008017
5000305 | SOL.VALVE EVR20-10W 220V D.28 | 22844 | DAIKIN APPLIED EUROPE SPA | 131008021
5000306 | SOL VALVE EVR20-10W 110V D.28 | 22844 | DAIKIN APPLIED EUROPE SPA | 131008027
5000307 | SOL.VALVE EVR20-10W.110V./D22 | 22844 | DAIKIN APPLIED EUROPE SPA | 131008028
5000308 | SOLEN.VALVE 24V 1/4 SAE FL | 22844 | DAIKIN APPLIED EUROPE SPA | 131008058
5000309 | SOL VALVE Y180+COIL 120V CE | 22844 | DAIKIN APPLIED EUROPE SPA | 131008061
5000310 | SOL.VALVE BODY 1078/X05S 1.3/8" | 22844 | DAIKIN APPLIED EUROPE SPA | 131008065
5000311 | SOL.VALVE BODY EVR15 | 22844 | DAIKIN APPLIED EUROPE SPA | 131008066
5000312 | EXP.VALV.Y735-OVE20 CP100 | 22844 | DAIKIN APPLIED EUROPE SPA | 131009050
5000313 | EXP.VALV.Y735-OVE30 CP100 | 22844 | DAIKIN APPLIED EUROPE SPA | 131009051
5000314 | EXP.VALV.Y750-OVE40 CP100 | 22844 | DAIKIN APPLIED EUROPE SPA | 131009052
5000315 | EXP.VALV.Y750-OVE55 CP100 | 22844 | DAIKIN APPLIED EUROPE SPA | 131009053
5000316 | EXP.VALV.OJE16CP60 - 22X35 | 22844 | DAIKIN APPLIED EUROPE SPA | 131009161
5000317 | EXP.VALVE EBSJE7CP60-5'S16X22 | 22844 | DAIKIN APPLIED EUROPE SPA | 131009168
5000318 | EXP.VALVE OJE-40-CP60-S28X35mm | 22844 | DAIKIN APPLIED EUROPE SPA | 131009172
5000319 | EXPANSION VALVE TEZ12-18/K66 | 22844 | DAIKIN APPLIED EUROPE SPA | 131009182
5000320 | EXP VALVE TEN12-11.4/134A | 22844 | DAIKIN APPLIED EUROPE SPA | 131009200
5000321 | EXP.VALV TRE40-25Z/K66 S.22X22 | 22844 | DAIKIN APPLIED EUROPE SPA | 131009311
5000322 | EXP.VALV TRE40-30Z/K66 S.28X35 | 22844 | DAIKIN APPLIED EUROPE SPA | 131009312
5000323 | EXP.VALV TRE80-55Z/K66 S.28X35 | 22844 | DAIKIN APPLIED EUROPE SPA | 131009315
5000324 | UNL.SOLEN.VALVE EVRF/110V | 22844 | DAIKIN APPLIED EUROPE SPA | 131010051
5000325 | EXP.VALVE PHTX85-2/R22-R407C | 22844 | DAIKIN APPLIED EUROPE SPA | 131011016
5000326 | EXP.VALVE PHTN85-3/134A | 22844 | DAIKIN APPLIED EUROPE SPA | 131011022
5000327 | EXP.VALVE PHTN85-5/134A | 22844 | DAIKIN APPLIED EUROPE SPA | 131011024
5000328 | EXP.VALVE PHTX85-5/R22-407C | 22844 | DAIKIN APPLIED EUROPE SPA | 131011025
5000329 | ELECTR.EXPANSION VALVE SEO-140 | 22844 | DAIKIN APPLIED EUROPE SPA | 131011421
5000330 | ELECTR.EXPANSION VALVE SEO-170 | 22844 | DAIKIN APPLIED EUROPE SPA | 131011422
5000331 | EXP VALV E.SEH100 S28X35 30S | 22844 | DAIKIN APPLIED EUROPE SPA | 131011433
5000332 | COMP.SZ120.4 K66 ATT.SALD/400V (35,2 Kw) | 22844 | DAIKIN APPLIED EUROPE SPA | 131019378
5000333 | COMP MAN. SZ185.4 K66 400V (54,2 Kw) | 22844 | DAIKIN APPLIED EUROPE SPA | 131019381
5000334 | TANDEM SZ242.4 K66(2x131019378) | 22844 | DAIKIN APPLIED EUROPE SPA | 131019386
5000335 | TANDEM SZ310.4 K66 AT.SAL/400V | 22844 | DAIKIN APPLIED EUROPE SPA | 131019387
5000336 | EL.MOT.60/24KW-S804R22/8-904OS | 22844 | DAIKIN APPLIED EUROPE SPA | 131020231
5000337 | EL.MOT.82/36KW-S806R22/906-134 | 22844 | DAIKIN APPLIED EUROPE SPA | 131020232
5000338 | EL.MOT.111/45KW-808906/908OS | 22844 | DAIKIN APPLIED EUROPE SPA | 131020233
5000339 | EL.MOT.60KW-S804-R22/S8-904-OS | 22844 | DAIKIN APPLIED EUROPE SPA | 131020253
5000340 | EL.MOT.90KW-S806R22/8-908-6 OS | 22844 | DAIKIN APPLIED EUROPE SPA | 131020254
5000341 | EL.MOT.120KW-S808-R22/908-134A | 22844 | DAIKIN APPLIED EUROPE SPA | 131020255
5000342 | EL.MOT.72/29KW-S904-R22/S906OS | 22844 | DAIKIN APPLIED EUROPE SPA | 131020261
5000343 | EL.MOT.70KW-S904 R22/S8-906-OS | 22844 | DAIKIN APPLIED EUROPE SPA | 131020264
5000344 | EL.MOT.105KW-MQCS906 R22 | 22844 | DAIKIN APPLIED EUROPE SPA | 131020265
5000345 | TIME DELAY-SP9901/88894812CROU | 22844 | DAIKIN APPLIED EUROPE SPA | 131021021
5000346 | TIME DELAY TELEM.RE4TL11BU | 22844 | DAIKIN APPLIED EUROPE SPA | 131021026
5000347 | OPTICAL OIL LEVEL SWITCH S-9424 HENRY | 22844 | DAIKIN APPLIED EUROPE SPA | 131024330
5000348 | HIGH PRESS.SWITCH P20-GA-9650 | 22844 | DAIKIN APPLIED EUROPE SPA | 131035002
5000349 | HIGH PRESS.SWITCH P77AAA-9370 | 22844 | DAIKIN APPLIED EUROPE SPA | 131035005
5000350 | LOW PRESS.SWITCH PS3-AF1-0.6/2,1bar | 22844 | DAIKIN APPLIED EUROPE SPA | 131035010
5000351 | LOW PRESS.SW.PS3-AF1HNS/1,5:2 | 22844 | DAIKIN APPLIED EUROPE SPA | 131035012
5000352 | LOW PRESS.SW.PS3-AF1HNS/2,5:4 | 22844 | DAIKIN APPLIED EUROPE SPA | 131035013
5000353 | FAN SP.CONTR. P255MM9100 230-400V | 22844 | DAIKIN APPLIED EUROPE SPA | 131035061
5000354 | FLOW SWITCH 85:265V SI1006 IF | 22844 | DAIKIN APPLIED EUROPE SPA | 131035073
5000355 | S.VALVE 1/2' HANSA 18-BAR/CE | 22844 | DAIKIN APPLIED EUROPE SPA | 131038203
5000356 | S.VALVE 1/2' HANSA 15-BAR/CE | 22844 | DAIKIN APPLIED EUROPE SPA | 131038206
5000357 | S.VALVE 1/2' HANSA 24,5 BAR CE | 22844 | DAIKIN APPLIED EUROPE SPA | 131038208
5000358 | SAFETY VALV.HANSA 1/1 30BAR/CE | 22844 | DAIKIN APPLIED EUROPE SPA | 131038209
5000359 | SAF.VALVE 3060/45C300 30bar 1/2" NPT | 22844 | DAIKIN APPLIED EUROPE SPA | 131038228
5000360 | SAF.VALVE 3060/45C330 33bar 1/2" NPT | 22844 | DAIKIN APPLIED EUROPE SPA | 131038229
5000361 | SAF.VALVE 3030/44C180 18bar 1/2" NPT | 22844 | DAIKIN APPLIED EUROPE SPA | 131038255
5000362 | SAF.VALVE 3030/44C245 24,5bar 1/2" NPT | 22844 | DAIKIN APPLIED EUROPE SPA | 131038260
5000363 | SAF.VALVE 3030/44C105 10,5bar 1/2" NPT | 22844 | DAIKIN APPLIED EUROPE SPA | 131038263
5000364 | SAF.VALVE 3030/44C280 28bar 1/2" NPT | 22844 | DAIKIN APPLIED EUROPE SPA | 131038267
5000365 | SAFETY VALVE 30 Bar 1/2" NPT | 22844 | DAIKIN APPLIED EUROPE SPA | 131038271
5000366 | SAF.VALVE 3030/44C330 33bar 1/2" NPT | 22844 | DAIKIN APPLIED EUROPE SPA | 131038273
5000367 | SAF.VALVE 3030/44C350 35bar 1/2" NPT | 22844 | DAIKIN APPLIED EUROPE SPA | 131038274
5000368 | S.VALV1' NPT 3030-88C 14,5B/CE | 22844 | DAIKIN APPLIED EUROPE SPA | 131038278
5000369 | S.VALVE 1 NPT 3030-88C 30B/CE | 22844 | DAIKIN APPLIED EUROPE SPA | 131038279
5000370 | S.VALVE1 NPT 3030-88C 10,5B/CE | 22844 | DAIKIN APPLIED EUROPE SPA | 131038282
5000371 | S.VALVE1 NPT 3030-88C 24,5B/CE | 22844 | DAIKIN APPLIED EUROPE SPA | 131038287
5000372 | S.VALVE3/8NPT/3060-34 15,5B/CE | 22844 | DAIKIN APPLIED EUROPE SPA | 131038294
5000373 | S.VALVE 1NPT 3030-88C 35 B/CE | 22844 | DAIKIN APPLIED EUROPE SPA | 131038295
5000374 | S.VALVE3/8NPT/3060-34 13,7B/CE | 22844 | DAIKIN APPLIED EUROPE SPA | 131038297
5000375 | S.VALVE1'NPT 3030-88C 13,7B/CE | 22844 | DAIKIN APPLIED EUROPE SPA | 131038298
5000376 | 4-WAY VALVE VH1-00110.000 | 22844 | DAIKIN APPLIED EUROPE SPA | 131050010
5000377 | 4-WAY VALVE VH2-00311.000 | 22844 | DAIKIN APPLIED EUROPE SPA | 131050011
5000378 | PROT COVER FIBOX L12II IP65 | 22844 | DAIKIN APPLIED EUROPE SPA | 131064005
5000379 | PROT.COVER FIBOX L24II IP65 | 22844 | DAIKIN APPLIED EUROPE SPA | 131064006
5000380 | THERM ELEMENT PHT-N 68B3310 | 22844 | DAIKIN APPLIED EUROPE SPA | 131065009
5000381 | THERM ELEMENT PHT-X 68B3303 | 22844 | DAIKIN APPLIED EUROPE SPA | 131065011
5000382 | SOL.VALVE C. 115V-10W-018F6186-DANFOSS | 22844 | DAIKIN APPLIED EUROPE SPA | 131066002
5000383 | COIL 24V DANFOSS 18Z6182 | 22844 | DAIKIN APPLIED EUROPE SPA | 131066003
5000384 | COIL 24V CASTEL HM2-404024 | 22844 | DAIKIN APPLIED EUROPE SPA | 131066005
5000385 | COIL 220V CASTEL HM2-404220 | 22844 | DAIKIN APPLIED EUROPE SPA | 131066006
5000386 | SOL.VALVE C. 230V PCN801064-EMERSON | 22844 | DAIKIN APPLIED EUROPE SPA | 131066011
5000387 | SOL.VALVE C. 120V PCN801063-EMERSON | 22844 | DAIKIN APPLIED EUROPE SPA | 131066012
5000388 | COIL 24V.AC 10W W/CONNECTOR | 22844 | DAIKIN APPLIED EUROPE SPA | 131066018
5000389 | COIL 24V.AC 15W W/CONNECTOR | 22844 | DAIKIN APPLIED EUROPE SPA | 131066019
5000390 | COIL .X-28894-71 24V.AC15/12W | 22844 | DAIKIN APPLIED EUROPE SPA | 131066020
5000391 | COIL 230V.50-60HZ-10W. | 22844 | DAIKIN APPLIED EUROPE SPA | 131066024
5000392 | COIL LB6-00012.000 220V.RANCO | 22844 | DAIKIN APPLIED EUROPE SPA | 131066080
5000393 | COIL LB6-00012.000 110V.RANCO | 22844 | DAIKIN APPLIED EUROPE SPA | 131066082
5000394 | SPORLAN COIL 24V/50-60HZ | 22844 | DAIKIN APPLIED EUROPE SPA | 131066083
5000395 | ASCO COIL 24V 400425201Z | 22844 | DAIKIN APPLIED EUROPE SPA | 131066084
5000396 | TERMINAL PLATE FRAME 4 | 22844 | DAIKIN APPLIED EUROPE SPA | 131073022
5000397 | TERMINAL PLATE MQCS-PW | 22844 | DAIKIN APPLIED EUROPE SPA | 131073023
5000398 | CHECK VALVE 3122/M42 D42 | 22844 | DAIKIN APPLIED EUROPE SPA | 131090004
5000399 | CHECK VALVE D.54 | 22844 | DAIKIN APPLIED EUROPE SPA | 131090005
5000400 | CHECK VALVE NRV6-1/4SAE | 22844 | DAIKIN APPLIED EUROPE SPA | 131090008
5000401 | CHECK VALVE NRVA-50 Danfoss 020-2005 | 22844 | DAIKIN APPLIED EUROPE SPA | 131090015
5000402 | CH.VALVE DISCO RKU-66/DN80 PMP | 22844 | DAIKIN APPLIED EUROPE SPA | 131090018
5000403 | CHECK VALVE NRVA-20/S16 | 22844 | DAIKIN APPLIED EUROPE SPA | 131090020
5000404 | NON RETURN VALVE 36 BAR+FLANGE | 22844 | DAIKIN APPLIED EUROPE SPA | 131090209
5000405 | NEW AVV.BENSHAWM183BRD3B6343AC | 22844 | DAIKIN APPLIED EUROPE SPA | 131093053-1
5000406 | PHASE MONITOR TAR.DPCO1DM48 | 22844 | DAIKIN APPLIED EUROPE SPA | 131093067
5000407 | ELASTIC RING D.7 UNI 3653 | 22844 | DAIKIN APPLIED EUROPE SPA | 131101004
5000408 | ELASTIC RING D.30 | 22844 | DAIKIN APPLIED EUROPE SPA | 131102018
5000409 | SWITCH BOX KEY MCQ-GREY TRIANGULAR/2412 | 22844 | DAIKIN APPLIED EUROPE SPA | 131115043
5000410 | BLACK PLASTIC HINGES N152 | 22844 | DAIKIN APPLIED EUROPE SPA | 131117010
5000411 | BUTTERFLY VALVE DN100 PN16 | 22844 | DAIKIN APPLIED EUROPE SPA | 131302012
5000412 | SOL.VALVE PIPE UNL CYL MQCS 4C | 22844 | DAIKIN APPLIED EUROPE SPA | 131506002
5000413 | SOL.VALVE PIPE UNL CYL MQCS 6C | 22844 | DAIKIN APPLIED EUROPE SPA | 131506003
5000414 | SOL,VALVE PIPE UNL CYL MQCS 8C | 22844 | DAIKIN APPLIED EUROPE SPA | 131506004
5000415 | SUCT.FILT.PIPE X PUMP MQCS 8/9 | 22844 | DAIKIN APPLIED EUROPE SPA | 131506005
5000416 | PIPE SUPPORT-PUMP&MOTOR 8-908 | 22844 | DAIKIN APPLIED EUROPE SPA | 131506008
5000417 | PUMP DISC.FILTER PIPE 8/900 | 22844 | DAIKIN APPLIED EUROPE SPA | 131506009
5000418 | SUPPORT-SEAL ASSY SIDE MQC 8OO | 22844 | DAIKIN APPLIED EUROPE SPA | 132001052
5000419 | BEARING HOUSING PUMP 8/900 | 22844 | DAIKIN APPLIED EUROPE SPA | 132001055
5000420 | LIFTING PIN SPRING MQC/S8-9 | 22844 | DAIKIN APPLIED EUROPE SPA | 132002012
5000421 | UNLOADING PISTON SPRING 8-900 | 22844 | DAIKIN APPLIED EUROPE SPA | 132002013
5000422 | HEAD SPRING MQC 600 | 22844 | DAIKIN APPLIED EUROPE SPA | 132002018
5000423 | DISCHARGE VALVE SPRING MQC 600 | 22844 | DAIKIN APPLIED EUROPE SPA | 132002019
5000424 | OIL PRESS.REG.SPRING MQC-MQCS | 22844 | DAIKIN APPLIED EUROPE SPA | 132002021
5000425 | VERTICAL UNL- PISTON SPRING | 22844 | DAIKIN APPLIED EUROPE SPA | 132002026
5000426 | TEFLON SEAL EXPANSION SPRING | 22844 | DAIKIN APPLIED EUROPE SPA | 132002027
5000427 | OIL SUCT.FILTER MQC/S800-900 | 22844 | DAIKIN APPLIED EUROPE SPA | 132004003
5000428 | SUCTION FILTER 3200-R410A | 22844 | DAIKIN APPLIED EUROPE SPA | 132004008
5000429 | OIL SUCTION FILTER MQCS 600 | 22844 | DAIKIN APPLIED EUROPE SPA | 132004062
5000430 | SUCTION FILTER MQC 600 | 22844 | DAIKIN APPLIED EUROPE SPA | 132004063
5000431 | D.65 COUPLING JOINT | 22844 | DAIKIN APPLIED EUROPE SPA | 132006001
5000432 | D.95 CYLINDER LINER - 800/900 | 22844 | DAIKIN APPLIED EUROPE SPA | 132009005-RIC
5000433 | D.73 CYLINDER LINER - MQCS 600 | 22844 | DAIKIN APPLIED EUROPE SPA | 132009008
5000434 | PISTON ASS'Y D.95 MQC/S 8/900 | 22844 | DAIKIN APPLIED EUROPE SPA | 132009011
5000435 | COMPRESSION RING D.95 8/900 | 22844 | DAIKIN APPLIED EUROPE SPA | 132009014
5000436 | MIDDLE RING D.95 MQC/S 8/900 | 22844 | DAIKIN APPLIED EUROPE SPA | 132009015
5000437 | BOTTOM RING D.95 MQC/S 8/900 | 22844 | DAIKIN APPLIED EUROPE SPA | 132009016
5000438 | COMPRESSION RING D.73 MQCS 600 | 22844 | DAIKIN APPLIED EUROPE SPA | 132009017
5000439 | BOTTOM RING D.73 MQCS 600 | 22844 | DAIKIN APPLIED EUROPE SPA | 132009019
5000440 | STEEL CRANKSHAFT MQCS 604 | 22844 | DAIKIN APPLIED EUROPE SPA | 132009024
5000441 | STEEL CRANKSHAFT MQCS 606 | 22844 | DAIKIN APPLIED EUROPE SPA | 132009025
5000442 | STEEL CRANKSHAFT MQCS 608 | 22844 | DAIKIN APPLIED EUROPE SPA | 132009026
5000443 | PISTON ASS'Y D.73 MQC-S 600 | 22844 | DAIKIN APPLIED EUROPE SPA | 132009027
5000444 | CONNECTING ROD MQCS 600 | 22844 | DAIKIN APPLIED EUROPE SPA | 132009029
5000445 | IRON CRANKSHAFT S804 PW R22-OS | 22844 | DAIKIN APPLIED EUROPE SPA | 132009048
5000446 | IRON CRANKSHAFT MQCS-806 PW | 22844 | DAIKIN APPLIED EUROPE SPA | 132009049
5000447 | IRON CRANKSHAFT MQC-804 | 22844 | DAIKIN APPLIED EUROPE SPA | 132009050
5000448 | IRON CRANKSHAFT MQC-805-806 | 22844 | DAIKIN APPLIED EUROPE SPA | 132009051
5000449 | IRON CRANKSHAFT MQC-807-808 | 22844 | DAIKIN APPLIED EUROPE SPA | 132009052
5000450 | IRON CRANKSHAFT MQCS804 2C | 22844 | DAIKIN APPLIED EUROPE SPA | 132009053
5000451 | IRON CRANKSHAFT S806/2C | 22844 | DAIKIN APPLIED EUROPE SPA | 132009054
5000452 | IRON CRANKSHAFT MQCS-904 PW | 22844 | DAIKIN APPLIED EUROPE SPA | 132009071
5000453 | IRON CRANKSHAFT S904 2C | 22844 | DAIKIN APPLIED EUROPE SPA | 132009072
5000454 | IRON CRANKSHAFT MQCS906 PW | 22844 | DAIKIN APPLIED EUROPE SPA | 132009073
5000455 | IRON CRANKSHAFT MQCS906 | 22844 | DAIKIN APPLIED EUROPE SPA | 132009074
5000456 | IRON CRANKSHAFT S908 2C-PW | 22844 | DAIKIN APPLIED EUROPE SPA | 132009076
5000457 | HEATER WELL ADAPTER RING | 22844 | DAIKIN APPLIED EUROPE SPA | 132010016
5000458 | DISCHARGE VALVE SEAT | 22844 | DAIKIN APPLIED EUROPE SPA | 132010020
5000459 | ROTOR LOCK WASHER | 22844 | DAIKIN APPLIED EUROPE SPA | 132010021
5000460 | FLANGE FOR BUSH DISCH.D54 | 22844 | DAIKIN APPLIED EUROPE SPA | 132010034
5000461 | STUD FOR GROUND CABLE WITH NUT | 22844 | DAIKIN APPLIED EUROPE SPA | 132010035
5000462 | CMP OIL PUMP TYPE PMP0300 | 22844 | DAIKIN APPLIED EUROPE SPA | 132010038
5000463 | OIL PUMP SHAFT EXTENSION - CMP | 22844 | DAIKIN APPLIED EUROPE SPA | 132010039
5000464 | OIL PUMP SHAFT SPACER - CMP | 22844 | DAIKIN APPLIED EUROPE SPA | 132010040
5000465 | THRUST COLLAR IN TWO PCS | 22844 | DAIKIN APPLIED EUROPE SPA | 132011001
5000466 | CONNECTING ROD HALF BEARING | 22844 | DAIKIN APPLIED EUROPE SPA | 132011003
5000467 | SUPPORT BEARING MQC/S 8/900 | 22844 | DAIKIN APPLIED EUROPE SPA | 132011004
5000468 | OIL FILTER CARTRIDGE GASKET | 22844 | DAIKIN APPLIED EUROPE SPA | 132011007
5000469 | FRONT SUPPORT BEARING MQCS 600 | 22844 | DAIKIN APPLIED EUROPE SPA | 132011008
5000470 | REAR SUPPORT BEARING MQCS 600 | 22844 | DAIKIN APPLIED EUROPE SPA | 132011009
5000471 | CONNECT-ROD HALF BEARING 600 | 22844 | DAIKIN APPLIED EUROPE SPA | 132011010
5000472 | HEATER 400V-250W w.CONN.L=295mm | 22844 | DAIKIN APPLIED EUROPE SPA | 132012003
5000473 | HEATER 1/4 GAS 125W 220V. | 22844 | DAIKIN APPLIED EUROPE SPA | 132012023
5000474 | HEATERTAPE EVAP.220V 80W | 22844 | DAIKIN APPLIED EUROPE SPA | 132012069
5000475 | OIL SIGHT GLASS MQC/S600-8/900 | 22844 | DAIKIN APPLIED EUROPE SPA | 132013004
5000476 | DISCHARGE VALVE SCREW 800-900 | 22844 | DAIKIN APPLIED EUROPE SPA | 132013007
5000477 | MQCS 600 OIL PUMP INTER. PARTS | 22844 | DAIKIN APPLIED EUROPE SPA | 132013008
5000478 | ELASTIC RING MQC/S-8-900 PARZ. | 22844 | DAIKIN APPLIED EUROPE SPA | 132013009
5000479 | SUCTION VALVE LIFT PIN MQCS800 | 22844 | DAIKIN APPLIED EUROPE SPA | 132013011
5000480 | OIL CONNEC. MQC800/S8-900 PARZ | 22844 | DAIKIN APPLIED EUROPE SPA | 132013013
5000481 | CONNECTING ROD CAP-SCREW | 22844 | DAIKIN APPLIED EUROPE SPA | 132013015
5000482 | TERMINAL PLATE MQCS 600 | 22844 | DAIKIN APPLIED EUROPE SPA | 132013060
5000483 | DISCHARGE VALVE MQCS600 | 22844 | DAIKIN APPLIED EUROPE SPA | 132013075
5000484 | SUCTION VALVE MQCS600 | 22844 | DAIKIN APPLIED EUROPE SPA | 132013076
5000485 | FITTING X SENSOR D.6 1/4 | 22844 | DAIKIN APPLIED EUROPE SPA | 132013578
5000486 | PUMP NM50/12AE-2P.4.0KW.380V. | 22844 | DAIKIN APPLIED EUROPE SPA | 132013647
5000487 | OIL SEP.(D324)PED(PR)ALS-WHSF4 | 22844 | DAIKIN APPLIED EUROPE SPA | 132013871
5000488 | GASKET DN.12 X SUCTION FLANGE | 22844 | DAIKIN APPLIED EUROPE SPA | 132021043
5000489 | GASKET X CHECK VALVE .4'PN40 F | 22844 | DAIKIN APPLIED EUROPE SPA | 132021053
5000490 | UNIVERSAL JOINT ASSEMBLY | 22844 | DAIKIN APPLIED EUROPE SPA | 132101001
5000491 | UNIVERSAL JOINT SPIDER | 22844 | DAIKIN APPLIED EUROPE SPA | 132101002
5000492 | OIL PRESSURE GAUGE 0-15 BAR | 22844 | DAIKIN APPLIED EUROPE SPA | 132203010
5000493 | LOW PRESSURE GAUGE 0-15 BAR | 22844 | DAIKIN APPLIED EUROPE SPA | 132203011
5000494 | HIGH PRESSURE GAUGE 0-40 BAR | 22844 | DAIKIN APPLIED EUROPE SPA | 132203013
5000495 | HIGH PR.GAUGE Wika-090202225 0-40Bar | 22844 | DAIKIN APPLIED EUROPE SPA | 132203019
5000496 | LOW PR.GAUGE Wika-1300711949 0-20Bar | 22844 | DAIKIN APPLIED EUROPE SPA | 132203020
5000497 | OIL PR.GAUGE Wika-130259706 0-20 Bar | 22844 | DAIKIN APPLIED EUROPE SPA | 132203021
5000498 | FAN ASSY V - 4,4KW 80AC/4/6/20 4P | 22844 | DAIKIN APPLIED EUROPE SPA | 132605064
5000499 | WOO.80AC/4/3/24 2,5KW.4P" | 22844 | DAIKIN APPLIED EUROPE SPA | 132605065
5000500 | FAN ASS'Y 80AC/8/6/30-D100-.65 | 22844 | DAIKIN APPLIED EUROPE SPA | 132605144
5000501 | BALL BEARING NP 206 WITH SUPP. | 22844 | DAIKIN APPLIED EUROPE SPA | 132804033
5000502 | OIL EALL ARCTIC46/20LT CAN | 22844 | DAIKIN APPLIED EUROPE SPA | 132901006-F20
5000503 | PLANETELF ACD68W E.OIL/5LT CAN | 22844 | DAIKIN APPLIED EUROPE SPA | 132901010
5000504 | ARCTIC 300 MINER.OIL/20LT CAN | 22844 | DAIKIN APPLIED EUROPE SPA | 132901011
5000505 | LOW PR.SWITCH PS1-A3A PCN4370700 -0.5~7b | 22844 | DAIKIN APPLIED EUROPE SPA | 133010003
5000506 | WATER DIFF SWITCH P74FA-9700/J | 22844 | DAIKIN APPLIED EUROPE SPA | 133010149
5000507 | HIGH PRESS.SWITCH 15:19 BAR | 22844 | DAIKIN APPLIED EUROPE SPA | 133010152
5000508 | HIGH PR.SW. PS3-B6S 23.5bar PCN:0715697 | 22844 | DAIKIN APPLIED EUROPE SPA | 133010159
5000509 | DIF.PRESS.SWITCH SFS-230-M1S G1/4 | 22844 | DAIKIN APPLIED EUROPE SPA | 133010160
5000510 | HI.PRESS.SWITCH P78PLM-9350 TV | 22844 | DAIKIN APPLIED EUROPE SPA | 133010162
5000511 | HI.PRESS.SWITCH 9,5-13 BAR | 22844 | DAIKIN APPLIED EUROPE SPA | 133010163
5000512 | H.PRESS.SW.PS3 CF5 HNB/18BAR | 22844 | DAIKIN APPLIED EUROPE SPA | 133010165
5000513 | OIL PRESS.DIFF SWITCH FD-113 | 22844 | DAIKIN APPLIED EUROPE SPA | 133010169
5000514 | LIQUID LEVEL SENS. GLL100501 | 22844 | DAIKIN APPLIED EUROPE SPA | 133010171
5000515 | HP SWITCH PS3-R6S HNB/31,5/410 | 22844 | DAIKIN APPLIED EUROPE SPA | 133010175
5000516 | HIGH PRESS.SWITCH PS3-B6S/12,4 | 22844 | DAIKIN APPLIED EUROPE SPA | 133010176
5000517 | OIL PRESS.DIFF SWITCH FD-113 | 22844 | DAIKIN APPLIED EUROPE SPA | 133010177
5000518 | HEATER 75W.230V(7773007)S-185 | 22844 | DAIKIN APPLIED EUROPE SPA | 133108076
5000519 | HEATER 75W.120V.S185(OIL.SEP) | 22844 | DAIKIN APPLIED EUROPE SPA | 133108078
5000520 | ELECT.HEATER 110V 100W 20:35CV | 22844 | DAIKIN APPLIED EUROPE SPA | 133108079
5000521 | ELECT.HEATER 110V 200W 40:60CV | 22844 | DAIKIN APPLIED EUROPE SPA | 133108085
5000522 | CRANKCASE HEATER 200W 220V | 22844 | DAIKIN APPLIED EUROPE SPA | 133108087
5000523 | FLEX.PIPE INOX DI.65 L=800 | 22844 | DAIKIN APPLIED EUROPE SPA | 133205040
5000524 | FLEXIBLE PIPE INOX D65 L=975 | 22844 | DAIKIN APPLIED EUROPE SPA | 133205042
5000525 | FLEX PIPE DI.1'1/2 L=4 | 22844 | DAIKIN APPLIED EUROPE SPA | 133205052
5000526 | FLEX. PIPE DI.1 1/2 L=800 | 22844 | DAIKIN APPLIED EUROPE SPA | 133205053
5000527 | SPRING ANTI-VIBR.Mount.(orange) LAAV230 | 22844 | DAIKIN APPLIED EUROPE SPA | 133206112
5000528 | ANTI-ACID FILTER DRIER CORE | 22844 | DAIKIN APPLIED EUROPE SPA | 133301002
5000529 | SUCT.FILTER CORE CASTEL 4496/C | 22844 | DAIKIN APPLIED EUROPE SPA | 133301012
5000530 | DRIER ELEMENT DANFOSS 023U4382-NO GASKET | 22844 | DAIKIN APPLIED EUROPE SPA | 133301013
5000531 | FILTER DRIER .ERM WAH-165/KMP | 22844 | DAIKIN APPLIED EUROPE SPA | 133303010
5000532 | FILTER DRIER WAH-759S/S.28 KMP | 22844 | DAIKIN APPLIED EUROPE SPA | 133303019
5000533 | SOLD.DRIER FILT. C307S D.22 | 22844 | DAIKIN APPLIED EUROPE SPA | 133303050
5000534 | SOLD.DRIER FILT.- 2 CORE D.35 | 22844 | DAIKIN APPLIED EUROPE SPA | 133304001
5000535 | SOLD.DRIER FILT.- 3 CORE D.35 | 22844 | DAIKIN APPLIED EUROPE SPA | 133304002
5000536 | PUMP (A)C4 0,75KW/ALZ-MHZ | 22844 | DAIKIN APPLIED EUROPE SPA | 137013101
5000537 | FAN ASSY WOOD.080CC/6/7/H | 22844 | DAIKIN APPLIED EUROPE SPA | 139410183
5000538 | FAN+BLADE FE071-SDA.6K.A7 | 22844 | DAIKIN APPLIED EUROPE SPA | 200403
5000539 | MOTOR+BLADE FC 080-SDA.6K.A7 | 22844 | DAIKIN APPLIED EUROPE SPA | 206354
5000540 | FAN+BLADE FC071-6EA.6K.V7 | 22844 | DAIKIN APPLIED EUROPE SPA | 209964
5000541 | DISCHARGE VALVE HOUSING 8-900 | 22844 | DAIKIN APPLIED EUROPE SPA | 210001151-RIC
5000542 | UNLOAD.CYLINDER MQC-S 800 | 22844 | DAIKIN APPLIED EUROPE SPA | 210004001
5000543 | UNLOADING PISTON 800 & 900 | 22844 | DAIKIN APPLIED EUROPE SPA | 210004002
5000544 | BOTTOM RING MQC-S 800 & 900 | 22844 | DAIKIN APPLIED EUROPE SPA | 210004003
5000545 | UNLOADING CYLINDER MQC-S 900 | 22844 | DAIKIN APPLIED EUROPE SPA | 210004010
5000546 | NEW OIL PRESS.REG.VALVE S8-900 | 22844 | DAIKIN APPLIED EUROPE SPA | 210010014
5000547 | CYLINDER COVER HEAD 800-900 | 22844 | DAIKIN APPLIED EUROPE SPA | 220001001
5000548 | MOTOR KIT 2C 82/36KW | 22844 | DAIKIN APPLIED EUROPE SPA | 220009111
5000549 | MOTOR KIT 2C 111/45KW | 22844 | DAIKIN APPLIED EUROPE SPA | 220009112
5000550 | MOTOR KIT PW 70KW 904 R22 | 22844 | DAIKIN APPLIED EUROPE SPA | 220009124
5000551 | MOTOR KIT PW 105KW 906 R22 | 22844 | DAIKIN APPLIED EUROPE SPA | 220009125
5000552 | MOTOR KIT PW 140KW 908 R22 | 22844 | DAIKIN APPLIED EUROPE SPA | 220009126
5000553 | MOTOR KIT PW 60KW | 22844 | DAIKIN APPLIED EUROPE SPA | 220009127
5000554 | MOTOR KIT PW 90KW | 22844 | DAIKIN APPLIED EUROPE SPA | 220009128
5000555 | MOTOR KIT PW 120KW | 22844 | DAIKIN APPLIED EUROPE SPA | 220009129
5000556 | CYL. WITH UNLOADER ASS'Y 900 | 22844 | DAIKIN APPLIED EUROPE SPA | 220010001
5000557 | DISCH.VALVE AND PLATE ASS'Y | 22844 | DAIKIN APPLIED EUROPE SPA | 220010004
5000558 | CRANKASE OIL DISCHARGE VALVE | 22844 | DAIKIN APPLIED EUROPE SPA | 220010008
5000559 | MOT.END BEAR.HOUS. ASS'Y8/900 | 22844 | DAIKIN APPLIED EUROPE SPA | 220010025
5000560 | CRANKASE OIL DISCHARGE VALVE | 22844 | DAIKIN APPLIED EUROPE SPA | 220010027
5000561 | DISCH OIL FILT.ASSY/REG.VALVE | 22844 | DAIKIN APPLIED EUROPE SPA | 220010038-RIC
5000562 | PUMP END BEAR.HOUS.ASS'Y 8/900 | 22844 | DAIKIN APPLIED EUROPE SPA | 220010069
5000563 | KIT O-RING & GASKET(WSC079-87) | 22844 | DAIKIN APPLIED EUROPE SPA | 228302676
5000564 | KIT O-RING & GASKET/WSC100:126 | 22844 | DAIKIN APPLIED EUROPE SPA | 228302677
5000565 | KIT O-RING OIL PUMP 14'RICAM | 22844 | DAIKIN APPLIED EUROPE SPA | 228302678
5000566 | OIL.PR.DIFF.KIT VANE SIDE | 22844 | DAIKIN APPLIED EUROPE SPA | 228302684
5000567 | OIL.PR.DIFF.KIT OIL PUMP SIDE | 22844 | DAIKIN APPLIED EUROPE SPA | 228302685
5000568 | OIL PR.DIFF.SW.KIT FD113 0.3-4.5bar | 22844 | DAIKIN APPLIED EUROPE SPA | 229699055
5000569 | OIL PRESS.DIFF.SWITCH.KIT | 22844 | DAIKIN APPLIED EUROPE SPA | 229699056
5000570 | UNLOAD.HEAD GASKET KIT 8/900 | 22844 | DAIKIN APPLIED EUROPE SPA | 230009020
5000571 | KIT UNLOAD.VALVE MQC800 (220V) | 22844 | DAIKIN APPLIED EUROPE SPA | 230009027
5000572 | OIL INJ KIT ALS2C.PED.F2/8-10F | 22844 | DAIKIN APPLIED EUROPE SPA | 239599239
5000573 | OIL INJ KIT ALS3C.PED.ST/12F. | 22844 | DAIKIN APPLIED EUROPE SPA | 239599241
5000574 | OIL INJ.KIT ALS4C.PED.ST/FR2 | 22844 | DAIKIN APPLIED EUROPE SPA | 239599249
5000575 | SELF SETTING MODULE X MSI-LVDT | 22844 | DAIKIN APPLIED EUROPE SPA | 2848-601
5000576 | HEATER 115V-400W CFBZ297E/02 | 22844 | DAIKIN APPLIED EUROPE SPA | 2858-642
5000578 | CONTROL.LARGE MTII(PCO2MQ3BL0) | 22844 | DAIKIN APPLIED EUROPE SPA | 330268311
5000579 | FILTER ADK-4155 D.16 | 22844 | DAIKIN APPLIED EUROPE SPA | 735028827
5000580 | SOLD. COPPER FILTER D.22 | 22844 | DAIKIN APPLIED EUROPE SPA | 735030501
5000581 | THERM.VALVE D.12 TCLE | 22844 | DAIKIN APPLIED EUROPE SPA | 735048665
5000583 | LOCK NUT M45X1,5 SKF KM9 | 22844 | DAIKIN APPLIED EUROPE SPA | 7569-110
5000584 | CAP.TRANSDUCER.NSF3200 MSI-LVD | 22844 | DAIKIN APPLIED EUROPE SPA | 7876-141
5000585 | CAP.TRANSD. NSF4200 MSI-LVDT | 22844 | DAIKIN APPLIED EUROPE SPA | 7876-142
5000586 | CAP TRANSD.NSF2024 MSI-LVDT | 22844 | DAIKIN APPLIED EUROPE SPA | 7876-143
5000587 | CAP.TRANSD.NSF2028 MSI-LVDT | 22844 | DAIKIN APPLIED EUROPE SPA | 7876-144
5000588 | CAP.TRANSD.NSF2031 MSI-LVDT | 22844 | DAIKIN APPLIED EUROPE SPA | 7876-145
5000589 | CAP.TRANSD.NSF2035 MSI-LVDT | 22844 | DAIKIN APPLIED EUROPE SPA | 7876-146
5000590 | ASSY PTC THERMISTOR 120°C | 22844 | DAIKIN APPLIED EUROPE SPA | 91271-127
5000591 | KIT SHIMS COMPRESSOR-3200(ALL) | 22844 | DAIKIN APPLIED EUROPE SPA | 92847-302-SP
5000592 | KIT STAR BEARINGS HS3200 | 22844 | DAIKIN APPLIED EUROPE SPA | 95814-204
5000593 | 4 SUCT.STOP VALVE KIT HS3-4200 | 22844 | DAIKIN APPLIED EUROPE SPA | 93256-827
5000594 | GRAND SEAL JOINT KIT-HS2024 | 22844 | DAIKIN APPLIED EUROPE SPA | 95812-427
5000595 | CAP SLIDE CHANGE HS3216 VR2.2 | 22844 | DAIKIN APPLIED EUROPE SPA | 95813-010
5000596 | CAP SLIDE CHANGE HS3216 VR3.0 | 22844 | DAIKIN APPLIED EUROPE SPA | 95813-011
5000597 | CAP SLIDE CHANGE HS3216 VR4.9 | 22844 | DAIKIN APPLIED EUROPE SPA | 95813-013
5000598 | PISTON GLYD RING&GASKET HS3100 | 22844 | DAIKIN APPLIED EUROPE SPA | 95813-108
5000599 | CAP SLIDE CHANGE HS3218 VR4.9 | 22844 | DAIKIN APPLIED EUROPE SPA | 95813-113
5000600 | KIT SLIDE HS3218/HS3220 VR2.2 | 22844 | DAIKIN APPLIED EUROPE SPA | 95813-210
5000601 | CAP SLIDE CHANGE HS3216 VR3.0 | 22844 | DAIKIN APPLIED EUROPE SPA | 95813-211
5000602 | CAP SLIDE CHANGE HS3220 VR4.9 | 22844 | DAIKIN APPLIED EUROPE SPA | 95813-213
5000603 | OIL SEPARATOR SIGHT GLASS KIT | 22844 | DAIKIN APPLIED EUROPE SPA | 95813-216
5000604 | OIL SEPARATOR HEATER 115V. | 22844 | DAIKIN APPLIED EUROPE SPA | 95813-217
5000605 | OIL SEPARATOR HEATER 230V. | 22844 | DAIKIN APPLIED EUROPE SPA | 95813-218
5000606 | GLAND SEAL KIT HSO3200 | 22844 | DAIKIN APPLIED EUROPE SPA | 95813-302
5000607 | STAR KIT 3200-HS3218-HSA/HSW179 | 22844 | DAIKIN APPLIED EUROPE SPA | 95814-101
5000608 | KIT STAR BEARINGS HS3200 | 22844 | DAIKIN APPLIED EUROPE SPA | 95814-204
5000609 | KIT PISTON AND O-RING 3200/ALL | 22844 | DAIKIN APPLIED EUROPE SPA | 95814-205
5000610 | CAP CONTROL PISTON KIT HS3200 | 22844 | DAIKIN APPLIED EUROPE SPA | 95814-207
5000611 | STAR KIT 3200-HS3221-HSA/HSW203 | 22844 | DAIKIN APPLIED EUROPE SPA | 95814-301
5000612 | OIL LEVEL SENSOR KIT HS3-4200 | 22844 | DAIKIN APPLIED EUROPE SPA | 95814-602
5000613 | COMPR.FULL GASKET KIT 3200 | 22844 | DAIKIN APPLIED EUROPE SPA | 95815-015
5000614 | KIT GASKET & O-RINGS/3200/OPEN | 22844 | DAIKIN APPLIED EUROPE SPA | 95815-016
5000615 | KIT GASKET+OR.MOT.REPL.HS-3200 | 22844 | DAIKIN APPLIED EUROPE SPA | 95815-017
5000616 | GASKET & OR.KIT FOR GLAND SEAL | 22844 | DAIKIN APPLIED EUROPE SPA | 95815-018
5000617 | SPARES O.SEP1/2 S.GLASS31/3200 | 22844 | DAIKIN APPLIED EUROPE SPA | 95816-106
5000618 | GASKET KIT+O-RING MOTOR REPL.82KW | 22844 | DAIKIN APPLIED EUROPE SPA | 95822-110
5000619 | MOTOR REPL GASKET KIT HS3100 | 22844 | DAIKIN APPLIED EUROPE SPA | 95822-315
5000620 | GASKET KIT DISCH.CHECK V. FR3100/FR3200 | 22844 | DAIKIN APPLIED EUROPE SPA | 95822-316
5000621 | CAPACITY INDICATOR KIT HS3200 | 22844 | DAIKIN APPLIED EUROPE SPA | 95822-410
5000622 | STAR GATE SEAL KIT-HS2031 | 22844 | DAIKIN APPLIED EUROPE SPA | 95822-601
5000623 | O-RING 3800 FREON SIDE X EV.19 | 22844 | DAIKIN APPLIED EUROPE SPA | AE0003800
5000624 | OR 6850 X EVAPOR.D.219 | 22844 | DAIKIN APPLIED EUROPE SPA | AE0006850
5000625 | GAS SIDE O-RING EVAPORATOR D=329.79mm | 22844 | DAIKIN APPLIED EUROPE SPA | AE0041300
5000626 | OR/41400XEVAP.D.356 | 22844 | DAIKIN APPLIED EUROPE SPA | AE0041400
5000627 | O-RING 61050 FOR EVAP.D.273 | 22844 | DAIKIN APPLIED EUROPE SPA | AE0061050
5000628 | O RING WATER SIDE EVAP D.324 | 22844 | DAIKIN APPLIED EUROPE SPA | AE0061300
5000629 | O-RING 61400 FOR EVAP.D.356 | 22844 | DAIKIN APPLIED EUROPE SPA | AE0061400
5000630 | O-RING 61600 FOR EVAP.D.406 | 22844 | DAIKIN APPLIED EUROPE SPA | AE0061600
5000631 | O-RING WATER SIDE | 22844 | DAIKIN APPLIED EUROPE SPA | AE0062001
5000632 | BUSH X TUBE D.76 | 22844 | DAIKIN APPLIED EUROPE SPA | AE44070045
5000633 | O RING FOR BUSH INLET GAS | 22844 | DAIKIN APPLIED EUROPE SPA | AE44130159
5000634 | CONDERSER GASKET CB D.159 | 22844 | DAIKIN APPLIED EUROPE SPA | AE44131501
5000635 | DISTR.GASKET E5511/19 4C | 22844 | DAIKIN APPLIED EUROPE SPA | AE44135509
5000636 | DISTR.GASKET E5511/19 4C | 22844 | DAIKIN APPLIED EUROPE SPA | AE44135510
5000637 | O-RING ID=151,77 OD=162,45 t=5,34mm | 22844 | DAIKIN APPLIED EUROPE SPA | AE44136600
5000638 | SHUT-OFF VALV D35+BUSH+GAS+FL | 22844 | DAIKIN APPLIED EUROPE SPA | B00000002
5000639 | TRANSD. CONNECTOR 12FB4000-HY | 22844 | DAIKIN APPLIED EUROPE SPA | C/G 41050099
5000640 | ANGLE VALVE 3/8FX3/8NPT HYD8-2 | 22844 | DAIKIN APPLIED EUROPE SPA | C130804004
5000641 | TEE NEEDLE VALVE 1/4SAEX1/8NPT | 22844 | DAIKIN APPLIED EUROPE SPA | C130817021
5000642 | FLANGE FOR D.35 PIPE | 22844 | DAIKIN APPLIED EUROPE SPA | E44060006
5000643 | FLANGE FOR D.54 PIPE | 22844 | DAIKIN APPLIED EUROPE SPA | E44060008
5000644 | FLANGE FOR D.67 BUSH | 22844 | DAIKIN APPLIED EUROPE SPA | E44060009
5000645 | FLANGE FOR D.76 BUSH | 22844 | DAIKIN APPLIED EUROPE SPA | E44060010
5000646 | D.35 BUSH- | 22844 | DAIKIN APPLIED EUROPE SPA | E44070005
5000647 | D.35 BUSH- | 22844 | DAIKIN APPLIED EUROPE SPA | E44070006
5000648 | D.54 BUSH | 22844 | DAIKIN APPLIED EUROPE SPA | E44070008
5000649 | D.67 BUSH | 22844 | DAIKIN APPLIED EUROPE SPA | E44070009
5000650 | D.76 BUSH | 22844 | DAIKIN APPLIED EUROPE SPA | E44070010
5000651 | D.54 BUSH | 22844 | DAIKIN APPLIED EUROPE SPA | E44070011
5000652 | D.76 BUSH | 22844 | DAIKIN APPLIED EUROPE SPA | E44070012
5000653 | BUSH X TUBE D.35 | 22844 | DAIKIN APPLIED EUROPE SPA | E44070020
5000654 | BUSH FOR TUBE D.105 | 22844 | DAIKIN APPLIED EUROPE SPA | E44070041
5000655 | BUSH FOR TUBE D.76 | 22844 | DAIKIN APPLIED EUROPE SPA | E44070056
5000656 | O-RING ID=120,7 OD=131,38 t=5,34mm | 22844 | DAIKIN APPLIED EUROPE SPA | E44130201
5000657 | EVAP.HEAD GASK. EV.19/2C. | 22844 | DAIKIN APPLIED EUROPE SPA | E44131901
5000658 | EV.T.SHEET GASK. EV.19/2C. | 22844 | DAIKIN APPLIED EUROPE SPA | E44131902
5000659 | COND.HEAD GASK. CB.1915/31 | 22844 | DAIKIN APPLIED EUROPE SPA | E44131906
5000660 | EVAP.HEAD GASK EV.19/1C. | 22844 | DAIKIN APPLIED EUROPE SPA | E44131907
5000661 | EVAP.HEAD GASK. EV.19/2C. | 22844 | DAIKIN APPLIED EUROPE SPA | E44131908
5000662 | EVAP.T.SHEET GASK. EV.19/1C. | 22844 | DAIKIN APPLIED EUROPE SPA | E44131909
5000663 | DISTRIBUTION GASKET EV 19/2C | 22844 | DAIKIN APPLIED EUROPE SPA | E44131910
5000664 | EVAP HEAD GASKET E1915/40 | 22844 | DAIKIN APPLIED EUROPE SPA | E44131962
5000665 | DISTRIBUTION GASKET E1915/40 | 22844 | DAIKIN APPLIED EUROPE SPA | E44131964
5000666 | EVAP.HEAD GASK.E2111/20 2C | 22844 | DAIKIN APPLIED EUROPE SPA | E44132101
5000667 | EVAP.T.SHEET.GASK.E2111/20 2C | 22844 | DAIKIN APPLIED EUROPE SPA | E44132102
5000668 | EVAP.HEAD GASK.E2111/20 2C | 22844 | DAIKIN APPLIED EUROPE SPA | E44132103
5000669 | EVAP.T.SHEET GASK.E2111/20 2C | 22844 | DAIKIN APPLIED EUROPE SPA | E44132104
5000670 | DISTRIBUTION GASKET EV 2111/1C | 22844 | DAIKIN APPLIED EUROPE SPA | E44132112
5000671 | DISTRIBUTION GASKET EV 21/2C | 22844 | DAIKIN APPLIED EUROPE SPA | E44132113
5000672 | EVAP.HEAD GASK.E2711/20 2C | 22844 | DAIKIN APPLIED EUROPE SPA | E44132701
5000673 | EVAP.T.SHEET.GASK.E2711/20 2C | 22844 | DAIKIN APPLIED EUROPE SPA | E44132702
5000674 | EVAP.HEAD GASK. EV.2711/1C. | 22844 | DAIKIN APPLIED EUROPE SPA | E44132703
5000675 | EV.T.SHEET GASK EV2711/1C | 22844 | DAIKIN APPLIED EUROPE SPA | E44132704
5000676 | EVAP.HEAD GASK.E2723 2C | 22844 | DAIKIN APPLIED EUROPE SPA | E44132707
5000677 | EVAP.T.SHEET GASK.E2723 2C | 22844 | DAIKIN APPLIED EUROPE SPA | E44132708
5000678 | EVAP.HEAD GASK.E2723 1C | 22844 | DAIKIN APPLIED EUROPE SPA | E44132709
5000679 | EVAP.T.SHEET GASK.E2723 1C | 22844 | DAIKIN APPLIED EUROPE SPA | E44132710
5000680 | DISTRIBUTION GASKET EV 27/1C | 22844 | DAIKIN APPLIED EUROPE SPA | E44132713
5000681 | COND.HEAD GASK.2P.D.273 (CB) | 22844 | DAIKIN APPLIED EUROPE SPA | E44132758
5000682 | EVAP.T.SHEET GASK.E3211/20 2C. | 22844 | DAIKIN APPLIED EUROPE SPA | E44133202
5000683 | EVAP.HEAD GASK.E3211/20 2C. | 22844 | DAIKIN APPLIED EUROPE SPA | E44133203
5000684 | EVAP.T.SHEET GASK.E3211/20 2C. | 22844 | DAIKIN APPLIED EUROPE SPA | E44133204
5000685 | EVAP.HEAD GASK.E3223 3C. | 22844 | DAIKIN APPLIED EUROPE SPA | E44133207
5000686 | EVAP.T.SHEET GASK.E3223 3C. | 22844 | DAIKIN APPLIED EUROPE SPA | E44133208
5000687 | EVAP.HEAD GASK.EV.3223 2CIRC. | 22844 | DAIKIN APPLIED EUROPE SPA | E44133209
5000688 | EVAP.T.SHEET GASK.EV.3223 2C. | 22844 | DAIKIN APPLIED EUROPE SPA | E44133210
5000689 | EV.HEAD GASK. EV 3211/20 2C | 22844 | DAIKIN APPLIED EUROPE SPA | E44133212
5000690 | DISTRIBUTION GASKET EV 32/1C | 22844 | DAIKIN APPLIED EUROPE SPA | E44133213
5000691 | DISTRIB.GASKET EV 3211/3220 | 22844 | DAIKIN APPLIED EUROPE SPA | E44133214
5000692 | EVAP HEAD GASKET E3215/40 | 22844 | DAIKIN APPLIED EUROPE SPA | E44133262
5000693 | DISTRIBUTION GASKET E3215/40 | 22844 | DAIKIN APPLIED EUROPE SPA | E44133264
5000694 | EVAP.HEAD GASK.EV.3511/19 2C. | 22844 | DAIKIN APPLIED EUROPE SPA | E44133501
5000695 | EVAP.T.SHEET GASK.E3511/19 2C. | 22844 | DAIKIN APPLIED EUROPE SPA | E44133502
5000696 | EVAP.HEAD GASK.E3511/19 3C. | 22844 | DAIKIN APPLIED EUROPE SPA | E44133503
5000697 | EVAP.T.SHEET GASK.E3511/19 3C. | 22844 | DAIKIN APPLIED EUROPE SPA | E44133504
5000698 | EVAP.HEAD GASK.E3523 3C. | 22844 | DAIKIN APPLIED EUROPE SPA | E44133507
5000699 | EVAP.HEAD GASK.EV.3523 2CIRC. | 22844 | DAIKIN APPLIED EUROPE SPA | E44133509
5000700 | EVAP.T.SHEET GASK.EV.3523 2C. | 22844 | DAIKIN APPLIED EUROPE SPA | E44133510
5000701 | COND.HEAD GASK.2P D.356 (CO) | 22844 | DAIKIN APPLIED EUROPE SPA | E44133553
5000702 | COND.HEAD GASK.2P.D.356 (CB) - CUNI | 22844 | DAIKIN APPLIED EUROPE SPA | E44133559
5000703 | DISTRIB. GASKET EV 3511/19 2C | 22844 | DAIKIN APPLIED EUROPE SPA | E44133561
5000704 | EVAP HEAD GASKET EV 3511/19 2C | 22844 | DAIKIN APPLIED EUROPE SPA | E44133562
5000705 | EVAP.T.SHEET GASK.E4023/26 3C. | 22844 | DAIKIN APPLIED EUROPE SPA | E44134002
5000706 | EVAP.HEAD GASK.EV.4023/26 2C. | 22844 | DAIKIN APPLIED EUROPE SPA | E44134003
5000707 | EVAP.T.SHE.GASK.EV.4023/26 2C. | 22844 | DAIKIN APPLIED EUROPE SPA | E44134004
5000708 | DISTRIB. GASKET E4011/19 2C | 22844 | DAIKIN APPLIED EUROPE SPA | E44134005
5000709 | EVAP HEAD GASKET E4011/19 2C | 22844 | DAIKIN APPLIED EUROPE SPA | E44134006
5000710 | EVAP HEAD GASKET E4011/19 3C | 22844 | DAIKIN APPLIED EUROPE SPA | E44134007
5000711 | DISTRIB.GASKET E4011/19 3C | 22844 | DAIKIN APPLIED EUROPE SPA | E44134008
5000712 | DISTR. GASKET E4011/19 3C | 22844 | DAIKIN APPLIED EUROPE SPA | E44134009
5000713 | OR 4262 X INLET GAS | 22844 | DAIKIN APPLIED EUROPE SPA | E44134262
5000714 | COND.HEAD GASK.2P D.458 (CO) | 22844 | DAIKIN APPLIED EUROPE SPA | E44134501
5000715 | COND.HEAD GASK.2P D.458 (CB) | 22844 | DAIKIN APPLIED EUROPE SPA | E44134510
5000716 | EVAP.HEAD GASK.EV.5023/26 3C. | 22844 | DAIKIN APPLIED EUROPE SPA | E44135001
5000717 | EVAP.T.SHEET GASK.E5023/26 3C. | 22844 | DAIKIN APPLIED EUROPE SPA | E44135002
5000718 | EVAP.HEAD GASK.EV.5023/26 2C. | 22844 | DAIKIN APPLIED EUROPE SPA | E44135003
5000719 | EVAP.T.SHE.GASK.EV.5023/26 2C. | 22844 | DAIKIN APPLIED EUROPE SPA | E44135004
5000720 | EVAP.HEAD GASK. E5011/19 2C | 22844 | DAIKIN APPLIED EUROPE SPA | E44135008
5000721 | EVAP. HEAD GASKET E5011/19 3C | 22844 | DAIKIN APPLIED EUROPE SPA | E44135009
5000722 | DISTRIB. GASKET EV5011/19 2C | 22844 | DAIKIN APPLIED EUROPE SPA | E44135011
5000723 | DISTRIB. GASKET EV 5011/19 3C | 22844 | DAIKIN APPLIED EUROPE SPA | E44135012
5000724 | DISTRIB. GASKET EV 5011/19 3C | 22844 | DAIKIN APPLIED EUROPE SPA | E44135013
5000725 | DISTRIBUTION GASKET EV 50/4C | 22844 | DAIKIN APPLIED EUROPE SPA | E44135014
5000726 | DISTRIBUTION GASKET EV 50/4C | 22844 | DAIKIN APPLIED EUROPE SPA | E44135015
5000727 | EVAP.HEAD GASK.EV.5523/26 3C. | 22844 | DAIKIN APPLIED EUROPE SPA | E44135503
5000728 | EVAP.T.SHEET GASK.E5523/26 3C. | 22844 | DAIKIN APPLIED EUROPE SPA | E44135504
5000729 | EVAP.T.SHEET GASK.E5511/19 4C | 22844 | DAIKIN APPLIED EUROPE SPA | E44135506
5000730 | VICTAULIC JOINT D.88,9 | 22844 | DAIKIN APPLIED EUROPE SPA | E44170089
5000731 | VICTAULIC COUPL. + GSKT 5" | 22844 | DAIKIN APPLIED EUROPE SPA | E44170140
5000732 | HEATER D8X100 75W-110V/E19-21 | 22844 | DAIKIN APPLIED EUROPE SPA | E44191011
5000733 | HEATER D8X100 75W-220V/E19-21 | 22844 | DAIKIN APPLIED EUROPE SPA | E44191022
5000734 | HEATER D8X150 100W.220V/E27:40 | 22844 | DAIKIN APPLIED EUROPE SPA | E44191522
5000735 | KIT SHIM'S FOR LIP GAP SET FR2 | 22844 | DAIKIN APPLIED EUROPE SPA | K073224200
5000736 | SUCTION HEAD RETR. KIT | 22844 | DAIKIN APPLIED EUROPE SPA | K12000
5000737 | EXTENDING KIT SUCTION PIPE | 22844 | DAIKIN APPLIED EUROPE SPA | K12806
5000738 | STAR FRAME 2-167(1PCS) | 22844 | DAIKIN APPLIED EUROPE SPA | M071786001-SP
5000739 | STAR FRAME 2-175(1PCS) | 22844 | DAIKIN APPLIED EUROPE SPA | M071786002-SP
5000740 | STAR FRAME 2-155(1PCS) | 22844 | DAIKIN APPLIED EUROPE SPA | M071786003-SP
5000741 | HSA235 400V/3/50HZ.R407C 115V. | 22844 | DAIKIN APPLIED EUROPE SPA | M330480101-15
5000742 | HSA220 400V/3/50HZ.R407C 115V. | 22844 | DAIKIN APPLIED EUROPE SPA | M330480102-15
5000743 | HSA205 400V/3/50HZ.R407C 115V. | 22844 | DAIKIN APPLIED EUROPE SPA | M330480103-15
5000744 | HSA197 3.0VR-60 400V.R134 110V | 22844 | DAIKIN APPLIED EUROPE SPA | M330565511
5000745 | HSA179 3.0VR-60 400V.R134 110V | 22844 | DAIKIN APPLIED EUROPE SPA | M330565512
5000746 | HSA167 3.0VR-60 400V.R134 110V | 22844 | DAIKIN APPLIED EUROPE SPA | M330565513
5000747 | HSA3220 3.0VR 125KW/400V-115V | 22844 | DAIKIN APPLIED EUROPE SPA | M330870611
5000748 | HSA3218 3.0VR 125KW/400V-115V | 22844 | DAIKIN APPLIED EUROPE SPA | M330870612
5000749 | HSA3216 3.0VR 125KW/400V-115V | 22844 | DAIKIN APPLIED EUROPE SPA | M330870613
5000750 | HSA203 3VR 82KW 400V 115V/230V | 22844 | DAIKIN APPLIED EUROPE SPA | M330872011
5000751 | HSA3221 3.0VR 125KW/400V.115V | 22844 | DAIKIN APPLIED EUROPE SPA | M331321111
5000752 | NRV ASSY HS3200(21MM)PLAST.CAP | 22844 | DAIKIN APPLIED EUROPE SPA | M331322001
5000753 | HSW235-2.2-102/V | 22844 | DAIKIN APPLIED EUROPE SPA | M350234034-15
5000754 | HSW220-2.2VR400/3/50 R134/115V | 22844 | DAIKIN APPLIED EUROPE SPA | M350234035-15
5000755 | HSW205-2.2-102/V | 22844 | DAIKIN APPLIED EUROPE SPA | M350234036-15
5000756 | TERMINAL/ .12P | 22844 | DAIKIN APPLIED EUROPE SPA | M735234401
5000757 | MQCS804 2C R22 AUX 220V | 22844 | DAIKIN APPLIED EUROPE SPA | N38010840
5000758 | MQCS806 2C R22 AUX 220V | 22844 | DAIKIN APPLIED EUROPE SPA | N38010860
5000759 | MQCS808 2C(111/45KW)R22 AU220V | 22844 | DAIKIN APPLIED EUROPE SPA | N38010880
5000760 | MQCS904 2C(60/24KW)OS AUX.220V | 22844 | DAIKIN APPLIED EUROPE SPA | N38010940
5000761 | MQCS804 PW R22 1 UNL.220V | 22844 | DAIKIN APPLIED EUROPE SPA | N38020844
5000762 | MQCS806 PW R22 1 UNL.220V | 22844 | DAIKIN APPLIED EUROPE SPA | N38020864
5000763 | MQCS808 PW R22 1 UNL.220V | 22844 | DAIKIN APPLIED EUROPE SPA | N38020884
5000764 | MQCS904 PW R22 1 UNL.220V | 22844 | DAIKIN APPLIED EUROPE SPA | N38020949
5000765 | MQCS906 PW R22 1 UNL.220V | 22844 | DAIKIN APPLIED EUROPE SPA | N38020969
5000766 | MQCS908 PW R22 .1 UNL.220V | 22844 | DAIKIN APPLIED EUROPE SPA | N38020989
5000767 | MQCS804 PW R22 AUX110V.1P.CIL | 22844 | DAIKIN APPLIED EUROPE SPA | N38030844
5000768 | MQCS804 PW OS AUX110V.1P.CIL. | 22844 | DAIKIN APPLIED EUROPE SPA | N38030849
5000769 | MQCS808 PW R22 AUX110V.1P.CIL | 22844 | DAIKIN APPLIED EUROPE SPA | N38030884
5000770 | MQCS904 PW R22 AUX110V.1P.CIL | 22844 | DAIKIN APPLIED EUROPE SPA | N38030949
5000771 | MQCS906 PW R22 1PC.AU110/105KW | 22844 | DAIKIN APPLIED EUROPE SPA | N38030969
5000772 | MQCS908PW OS A110.1PC(90KW)NEW | 22844 | DAIKIN APPLIED EUROPE SPA | N38030986
5000773 | MQCS908 PW R22 AUS110V.1P.CIL. | 22844 | DAIKIN APPLIED EUROPE SPA | N38030989
5000774 | MQCS906 2C R22 AUX.220V. | 22844 | DAIKIN APPLIED EUROPE SPA | N39010960
5000775 | MQCS908 2C AU220V | 22844 | DAIKIN APPLIED EUROPE SPA | N39099982
5000776 | MQCS804 PW R407C 1 UNL.AUX 220 | 22844 | DAIKIN APPLIED EUROPE SPA | N40020844
5000777 | COMPR. MQCS806 PW R407c/R22 1PC 115/220V | 22844 | DAIKIN APPLIED EUROPE SPA | N40020864
5000778 | MQCS808 PW R407C 1 UNL.AUX220V | 22844 | DAIKIN APPLIED EUROPE SPA | N40020884
5000779 | COMPR. MQCS904 PW R407C 1 UNL.AUX.220 | 22844 | DAIKIN APPLIED EUROPE SPA | N40020949
5000780 | MQCS906 PW R407C 1 UNL.AUX 220 | 22844 | DAIKIN APPLIED EUROPE SPA | N40020969
5000781 | MQCS908 PW R407C 1 UNL.AUX 220 | 22844 | DAIKIN APPLIED EUROPE SPA | N40020989
5000782 | MQCS904 PW R407C 1PC.AU110V. | 22844 | DAIKIN APPLIED EUROPE SPA | N40030949
5000783 | MQCS906 PW R407C 1PC.AU110V. | 22844 | DAIKIN APPLIED EUROPE SPA | N40030969
5000784 | OR6337(DI.85.09X5.34)L.GASEVAP | 22844 | DAIKIN APPLIED EUROPE SPA | OR00006337
5000785 | FR2 SCR.SA155Q(AIR)OIL INJ.OVH | 22844 | DAIKIN APPLIED EUROPE SPA | RSLICA155B
5000786 | FR2 SCR.SA155Q(AIR)LIQ.INJ OVH | 22844 | DAIKIN APPLIED EUROPE SPA | RSLICA155D
5000787 | FR2 SCR.SA167Q(AIR)OIL INJ.OVH | 22844 | DAIKIN APPLIED EUROPE SPA | RSLICA167B
5000788 | FR2 SCR.SA167Q(AIR)LIQ INJ.OVH | 22844 | DAIKIN APPLIED EUROPE SPA | RSLICA167D
5000789 | FR2 SCR.SA175Q(AIR)OIL INJ.OVH | 22844 | DAIKIN APPLIED EUROPE SPA | RSLICA175B
5000790 | FR2 SCR.SW155Q(WAT)LIQ.INJ.OVH | 22844 | DAIKIN APPLIED EUROPE SPA | RSLICW155B
5000791 | FR2 SCR.SW167Q(WAT)LIQ.INJ.OVH | 22844 | DAIKIN APPLIED EUROPE SPA | RSLICW167B
5000792 | FR2 SCR.SW175Q(WAT)LIQ.INJ.OVH | 22844 | DAIKIN APPLIED EUROPE SPA | RSLICW175B
5000793 | 804S 2C(60/24KW)R22 A220/OVH | 22844 | DAIKIN APPLIED EUROPE SPA | RT38010840
5000794 | 806S 2C(82/36KW)R22 A220/C.OVH | 22844 | DAIKIN APPLIED EUROPE SPA | RT38010860
5000795 | 806S 2C(72/29KW)OS A220/C.OVH. | 22844 | DAIKIN APPLIED EUROPE SPA | RT38010862
5000796 | 808S 2C(111/45KW)R22A220/C.OVH | 22844 | DAIKIN APPLIED EUROPE SPA | RT38010880
5000797 | 804SPW(60KW)R22 1PC.A220/C.OVH | 22844 | DAIKIN APPLIED EUROPE SPA | RT38020844
5000798 | 806SPW(90KW)R22 1PC.A220/C.OVH | 22844 | DAIKIN APPLIED EUROPE SPA | RT38020864
5000799 | 808S PW(90KW)OS 1PC.A220/C.OVH | 22844 | DAIKIN APPLIED EUROPE SPA | RT38020889
5000800 | 904S PW(60KW)OS 1PC.A220/C.OVH | 22844 | DAIKIN APPLIED EUROPE SPA | RT38020944
5000801 | 904SPW(70KW)R22 1PC.A220/C.OVH | 22844 | DAIKIN APPLIED EUROPE SPA | RT38020949
5000802 | 906SPW(105KW)R22 1PCA220/C.OVH | 22844 | DAIKIN APPLIED EUROPE SPA | RT38020969
5000803 | 908SPW(140KW)R22 1PCA220/C.OVH | 22844 | DAIKIN APPLIED EUROPE SPA | RT38020989
5000804 | 804S PW(60KW)OS 1PC.A110/C.OVH | 22844 | DAIKIN APPLIED EUROPE SPA | RT38030849
5000805 | 806SPW(90KW)R22 1PC.A110/C.OVH | 22844 | DAIKIN APPLIED EUROPE SPA | RT38030864
5000806 | 808S PW(90KW)OS 1PC.A110/C.OVH | 22844 | DAIKIN APPLIED EUROPE SPA | RT38030889
5000807 | 904S PW(60KW)OS 1PC.A110/C.OVH | 22844 | DAIKIN APPLIED EUROPE SPA | RT38030944
5000808 | 904SPW(70KW)R22 1PC.A110/C.OVH | 22844 | DAIKIN APPLIED EUROPE SPA | RT38030949
5000809 | 906SPW(105KW)R22 1PCA110/C.OVH | 22844 | DAIKIN APPLIED EUROPE SPA | RT38030969
5000810 | 908SPW(140KW)R22 1PCA110/C.OVH | 22844 | DAIKIN APPLIED EUROPE SPA | RT38030989
5000811 | 904S 2C(72/29KW)R22 A220/C.OVH | 22844 | DAIKIN APPLIED EUROPE SPA | RT39010940
5000812 | 906S 2C(111/45KW)R22A220/C.OVH | 22844 | DAIKIN APPLIED EUROPE SPA | RT39010960
5000813 | 906S 2C(72/29KW)OS A220/C.OVH. | 22844 | DAIKIN APPLIED EUROPE SPA | RT39099960
5000814 | 906S PW(70KW)OS 1PC.A220/C.OVH | 22844 | DAIKIN APPLIED EUROPE SPA | RT39099964
5000815 | 908S 2C(140/57KW)R22A220/C.OVH | 22844 | DAIKIN APPLIED EUROPE SPA | RT39099981
5000816 | 908S PW(90KW)OS 1PC.A220/C.OVH | 22844 | DAIKIN APPLIED EUROPE SPA | RT39099984
5000817 | 806SPW(90KW)K66 1PC.A220/C.OVH | 22844 | DAIKIN APPLIED EUROPE SPA | RT40020864
5000818 | 808SPW(120KW)K66 1PCA220/C.OVH | 22844 | DAIKIN APPLIED EUROPE SPA | RT40020884
5000819 | 904SPW(70KW)K66 1PC.A220/C.OVH | 22844 | DAIKIN APPLIED EUROPE SPA | RT40020949
5000820 | 906SPW(105KW)K66 1PCA220/C.OVH | 22844 | DAIKIN APPLIED EUROPE SPA | RT40020969
5000821 | 908SPW(140KW)K66 1PCA220/C.OVH | 22844 | DAIKIN APPLIED EUROPE SPA | RT40020989
5000822 | 806SPW(90KW)K66 1PC.A110/C.OVH | 22844 | DAIKIN APPLIED EUROPE SPA | RT40030864
5000823 | 904SPW(70KW)K66 1PC.A110/C.OVH | 22844 | DAIKIN APPLIED EUROPE SPA | RT40030949
5000824 | 906S 2C(111/45KW)K66A110/C.OVH | 22844 | DAIKIN APPLIED EUROPE SPA | RT40030960
5000825 | 906SPW(105KW)K66 1PCA110/C.OVH | 22844 | DAIKIN APPLIED EUROPE SPA | RT40030969
5000826 | HSW205 145KW.400/50 110V OVH | 22844 | DAIKIN APPLIED EUROPE SPA | RT50234036
5000827 | MQCA806/R22 220V OPEN/COMP.OVH | 22844 | DAIKIN APPLIED EUROPE SPA | RVMQCA806
5000828 | MQCA807/R22 220V OPEN/COMP.OVH | 22844 | DAIKIN APPLIED EUROPE SPA | RVMQCA807
5000829 | PCO2 S./PCO2QE0AS0/MCQ-NOT PROGRAMMED | 22844 | DAIKIN APPLIED EUROPE SPA | SP-129150095
5000830 | PCO2 S./PCO2000AS0/DAIKIN-NOT PROGRAMMED | 22844 | DAIKIN APPLIED EUROPE SPA | SP-129150095-DAIKIN
5000831 | PCO2 M./PCO2000AM0/DAIKIN-NOT PROGRAMMED | 22844 | DAIKIN APPLIED EUROPE SPA | SP-129150096-DAIKIN
5000832 | PCO2 L./PCO2000AL0/DAIKIN-NOT PROGRAMMED | 22844 | DAIKIN APPLIED EUROPE SPA | SP-129150097-DAIKIN
5000833 | PCO2 L./PCO2QE0BL0/DAIKIN-NOT PROGRAMMED | 22844 | DAIKIN APPLIED EUROPE SPA | SP-129150174-DAIKIN
5000834 | CAPACITOR (0,9)PRTE4405 IP55 | 22844 | DAIKIN APPLIED EUROPE SPA | SP-131017028
5000835 | CAPACITOR (0,9)PRT.4410 10kvar 440V | 22844 | DAIKIN APPLIED EUROPE SPA | SP-131017029
5000836 | CAPACITOR (0,9)PRTE4412 IP55 | 22844 | DAIKIN APPLIED EUROPE SPA | SP-131017030
5000837 | CAPACITOR (0,9)PRTE4415 IP55 | 22844 | DAIKIN APPLIED EUROPE SPA | SP-131017031
5000838 | FUSE CH10GG6A.10,3X38/1421006 | 22844 | DAIKIN APPLIED EUROPE SPA | SP-131029057
5000839 | FUSE CH10GG 12A 10,3X38/1421012 | 22844 | DAIKIN APPLIED EUROPE SPA | SP-131029065
5000840 | FUSE CH14GG 32A 14X51/1431032 | 22844 | DAIKIN APPLIED EUROPE SPA | SP-131029075
5000841 | FUSE CH14GG 50A 14X51/1431050 | 22844 | DAIKIN APPLIED EUROPE SPA | SP-131029077
5000842 | FUSE 5X20 1,2A /0101251 | 22844 | DAIKIN APPLIED EUROPE SPA | SP-131029082
5000843 | FUSE NH2-GG 400A/1520400 | 22844 | DAIKIN APPLIED EUROPE SPA | SP-131030027
5000844 | FUSE NH3-GG 500A/1530500 | 22844 | DAIKIN APPLIED EUROPE SPA | SP-131030031
5000845 | FUSE NH1-GG 200A/1510200 | 22844 | DAIKIN APPLIED EUROPE SPA | SP-131030055
5000846 | TRANSFORMER 400V-115V -1500VA | 22844 | DAIKIN APPLIED EUROPE SPA | SP-131045085
5000847 | TRANS.P.380/415V.S.230V.1000VA | 22844 | DAIKIN APPLIED EUROPE SPA | SP-131045103
5000848 | TRANS.P.380/415V S.220V 1500VA | 22844 | DAIKIN APPLIED EUROPE SPA | SP-131045105
5000849 | TRANSF.P.400V/S.230V 2KVA | 22844 | DAIKIN APPLIED EUROPE SPA | SP-131045108
5000850 | TRANSF.MONOF.0-24/9-0-9V.50VA | 22844 | DAIKIN APPLIED EUROPE SPA | SP-131045117
5000851 | TRANS.200 VA P.115/S.24 T9-0-9 | 22844 | DAIKIN APPLIED EUROPE SPA | SP-131045131
5000852 | TRANSF.250 VA P.115/S.2T9-0-9 | 22844 | DAIKIN APPLIED EUROPE SPA | SP-131045134
5000853 | TEMP.SENSOR L=6 MT.NTC060WP00 | 22844 | DAIKIN APPLIED EUROPE SPA | SP-131080036
5000854 | CONTACTOR 110V SIEMENS | 22844 | DAIKIN APPLIED EUROPE SPA | SP-132015023
5000855 | TIME DELAY 110V | 22844 | DAIKIN APPLIED EUROPE SPA | SP-132015039
5000856 | CIRC.BREAK. 230/400V 6KA 1P 6A 5SY6106-7 | 22844 | DAIKIN APPLIED EUROPE SPA | SP-132015047
5000857 | AUT.CIRC.BREAK.1P C 25A | 22844 | DAIKIN APPLIED EUROPE SPA | SP-132015048
5000858 | AUT.CIRC.BREAKER (9:12A) | 22844 | DAIKIN APPLIED EUROPE SPA | SP-132015049
5000859 | THERMAL RELAY | 22844 | DAIKIN APPLIED EUROPE SPA | SP-132015054
5000860 | SOFT STARTER 3RW4056-6BB34 | 22844 | DAIKIN APPLIED EUROPE SPA | SP-132015056
5000861 | SOFT STARTER 3RW4073-6BB34 | 22844 | DAIKIN APPLIED EUROPE SPA | SP-132015057
5000862 | OVERL.RELAY 12.5..50A 3RB2036-1UB0 | 22844 | DAIKIN APPLIED EUROPE SPA | SP-132015061
5000863 | RELAY EL.S10/S12 160-630A | 22844 | DAIKIN APPLIED EUROPE SPA | SP-132015062
5000864 | MOTOR THERMAL PROTECTION | 22844 | DAIKIN APPLIED EUROPE SPA | SP-132015063
5000865 | TIME DELAY 230V 3RP1574-1NP30 | 22844 | DAIKIN APPLIED EUROPE SPA | SP-132015064
5000866 | CONTACTOR 3RT1034-1AF00 | 22844 | DAIKIN APPLIED EUROPE SPA | SP-132015065
5000867 | CONTACTOR 230V | 22844 | DAIKIN APPLIED EUROPE SPA | SP-132015066
5000868 | CONTACTOR 3RT1035-1AP00 | 22844 | DAIKIN APPLIED EUROPE SPA | SP-132015067
5000869 | CONTACTOR 3RT1064-6AF36 | 22844 | DAIKIN APPLIED EUROPE SPA | SP-132015068
5000870 | THERMAL RELAY 70-90AM 3RU1146-4LB1 | 22844 | DAIKIN APPLIED EUROPE SPA | SP-132015069
5000871 | CONTACTOR 3RT1026-1AF00 | 22844 | DAIKIN APPLIED EUROPE SPA | SP-132015070
5000872 | CONTACTOR 110V | 22844 | DAIKIN APPLIED EUROPE SPA | SP-132015071
5000873 | THERMAL RELAY 80-100A | 22844 | DAIKIN APPLIED EUROPE SPA | SP-132015072
5000874 | ON/OFF SWITCH 3 POS. 3SB3210-2DA11 | 22844 | DAIKIN APPLIED EUROPE SPA | SP-132015073
5000875 | AUT. CIRC. BREAK.C60N-2P C 16A | 22844 | DAIKIN APPLIED EUROPE SPA | SP-132015074
5000876 | AUT. CIRC. BREAK C60N-2P C 25A | 22844 | DAIKIN APPLIED EUROPE SPA | SP-132015075
5000877 | CONTACTOR .55KW.230V | 22844 | DAIKIN APPLIED EUROPE SPA | SP-132015076
5000878 | T.DELAY 24/220V-1'10H-88826014 | 22844 | DAIKIN APPLIED EUROPE SPA | SP-133010022
5000879 | FUSE BASE NHU-00 3P/160A | 22844 | DAIKIN APPLIED EUROPE SPA | SP-2503210
5000880 | MAIN SWITCH VC3P/3P-400A | 22844 | DAIKIN APPLIED EUROPE SPA | SP-TEC-VC3P400A
5000881 | MAIN SWITCH VC4P/3P-630A | 22844 | DAIKIN APPLIED EUROPE SPA | SP-TEC-VC4P630A
5000882 | MAIN SWITCH VC5P/3P 800A | 22844 | DAIKIN APPLIED EUROPE SPA | SP-TEC-VC5P800A
5000883 | COMPR.HSW-3216 2.2VR 138KW-R410-115V | 22844 | DAIKIN APPLIED EUROPE SPA | P330870603
5000884 | COMPR.HSW3220 2.2VR 138KW-R410-115V | 22844 | DAIKIN APPLIED EUROPE SPA | P330870601-SP
5000885 | TANDEM SZ370.4 K66 AT.SAL/400V | 22844 | DAIKIN APPLIED EUROPE SPA | 131019384
5000886 | PCB BENSHAW SOFT STARTER 053 | 22844 | DAIKIN APPLIED EUROPE SPA | BIPC30004303
5000900 | ROTOR SHAFT | 22844 | DAIKIN APPLIED EUROPE SPA | 331133111
5000901 | COMPRESSOR BITZ.8GC60.2Y 1P.380/220.66+R | 22844 | DAIKIN APPLIED EUROPE SPA | 131019496
5000902 | CONDENSER COIL RIGHT ALZ033.2 | 22844 | DAIKIN APPLIED EUROPE SPA | 137013573
5000903 | CONDENSER COIL LEFT ALZ033.2 | 22844 | DAIKIN APPLIED EUROPE SPA | 137013569
5000904 | COMPRESSOR RUBBER ISOLATOR | 22844 | DAIKIN APPLIED EUROPE SPA | 133204012
5000905 | PLATE HEAT EXCHANGER** | 22844 | DAIKIN APPLIED EUROPE SPA | 132811239
5000906 | PLATE HEAT EXCHANGER** | 22844 | DAIKIN APPLIED EUROPE SPA | 132811240
5000907 | PLATE HEAT EXCHANGER** | 22844 | DAIKIN APPLIED EUROPE SPA | 132811241
5000908 | COMPLETE EVAPORATOR | 22844 | DAIKIN APPLIED EUROPE SPA | 134013021
5000909 | COMPLETE EVAPORATOR | 22844 | DAIKIN APPLIED EUROPE SPA | 134013022
5000910 | COMPLETE EVAPORATOR | 22844 | DAIKIN APPLIED EUROPE SPA | 134013023
5000911 | COMPLETE EVAPORATOR | 22844 | DAIKIN APPLIED EUROPE SPA | 134013026
5000912 | COMPLETE EVAPORATOR | 22844 | DAIKIN APPLIED EUROPE SPA | 135013022
5000913 | COMPRESSOR FUSE | 22844 | DAIKIN APPLIED EUROPE SPA | SP-131030019
5000914 | COMPLETE EVAPORATOR | 22844 | DAIKIN APPLIED EUROPE SPA | 134013024
5000915 | COMPLETE EVAPORATOR | 22844 | DAIKIN APPLIED EUROPE SPA | 134013025
5000916 | LOWARA PUMP NM-100/200EE 18,5Kw | 22844 | DAIKIN APPLIED EUROPE SPA | 132013828
5000917 | CONDENSER COIL 1602-AL 50X169,7 SX | 22844 | DAIKIN APPLIED EUROPE SPA | 139710017
5000918 | UNL.PISTON | 22844 | DAIKIN APPLIED EUROPE SPA | 210004014
5000919 | SEAL RING | 22844 | DAIKIN APPLIED EUROPE SPA | 110005014
5000920 | PISTON CHECK VALVE | 22844 | DAIKIN APPLIED EUROPE SPA | 130609218
5000921 | NEW V.BY-PASS 1-5/8" UN 24,1B. | 22844 | DAIKIN APPLIED EUROPE SPA | 131075008
5000922 | CONVERSION KIT COPELAND ZZ18-28-32 | 22844 | DAIKIN APPLIED EUROPE SPA | 8548206
5000944 | AUX RELAY 24VAC 2 CONTACTS | 22844 | DAIKIN APPLIED EUROPE SPA | 129100251
5000945 | AUX RELAY 24VAC 4 CONTACTS | 22844 | DAIKIN APPLIED EUROPE SPA | SP-129100253
5000985 | EXPANSION VESSEL UR025231 25L | 22844 | DAIKIN APPLIED EUROPE SPA | 811010020
5000986 | PRESSURE GAUGE | 22844 | DAIKIN APPLIED EUROPE SPA | 822030003
5001002 | ANTI VIBRATION RUBBER | 22844 | DAIKIN APPLIED EUROPE SPA | 133201002
5001005 | COIL GUARD KIT - OPCG | 22844 | DAIKIN APPLIED EUROPE SPA | 54470
5001009 | CONDENSER END COVER | 22844 | DAIKIN APPLIED EUROPE SPA | BE44042711
5001010 | VICTAULIC | 22844 | DAIKIN APPLIED EUROPE SPA | CKITVICT140
5001011 | HSW235 400/3/50 RADIAL OS/110V | 22844 | DAIKIN APPLIED EUROPE SPA | SP350234044-15
5001012 | CONDENSER HEAD COVER GASKET | 22844 | DAIKIN APPLIED EUROPE SPA | E44132759
5001013 | O RING OUTLET GAS | 22844 | DAIKIN APPLIED EUROPE SPA | AE44130152
5001014 | BRISTOL H2NG244GPEF | 22844 | DAIKIN APPLIED EUROPE SPA | 131019225
5001015 | PIPING ANTIVIBRATION | 22844 | DAIKIN APPLIED EUROPE SPA | 133205056
5001016 | EVAPORATOR EV 55190999 | 22844 | DAIKIN APPLIED EUROPE SPA | 133099644EV
5001019 | HSW3221 2.2VR 138KW-R410-115V | 22844 | DAIKIN APPLIED EUROPE SPA | P331321101-SP
5001026 | CONTACTOR WATER PUMP 3RT1017-1AP01 | 22844 | DAIKIN APPLIED EUROPE SPA | SP-132015043
5001027 | PHASE PROTECTOR 3UG4615-1CR20 | 22844 | DAIKIN APPLIED EUROPE SPA | SP-132015081
5001028 | O-RING | 22844 | DAIKIN APPLIED EUROPE SPA | 130601135
5001029 | O-RING | 22844 | DAIKIN APPLIED EUROPE SPA | 130601366
5001030 | O-RING | 22844 | DAIKIN APPLIED EUROPE SPA | 130601439
5001031 | FAN BLADES | 22844 | DAIKIN APPLIED EUROPE SPA | 132604062
5001033 | COMPRESSOR OVH | 22844 | DAIKIN APPLIED EUROPE SPA | RT350999142
5001034 | COND.COIL GUARD KIT - OPCG | 22844 | DAIKIN APPLIED EUROPE SPA | 229825111-RIC
5001035 | EWWDC CU-NI CONDENSER | 22844 | DAIKIN APPLIED EUROPE SPA | CB 2731066
5001037 | TRANSFORMER 400/1A IME | 22844 | DAIKIN APPLIED EUROPE SPA | SP-131095062
5001045 | VITE ZINC.TCEI M6 X14 UNI5931 | 22844 | DAIKIN APPLIED EUROPE SPA | 130306051
5001046 | VITE T.E.M6X20 UNI 5739-8,8 Ú | 22844 | DAIKIN APPLIED EUROPE SPA | 130303086
5001047 | VITE T.E.M12X40 UNI5737-10.9 | 22844 | DAIKIN APPLIED EUROPE SPA | 130301662
5001048 | SCREW T.E.M12X45 UNI5737-10.9 | 22844 | DAIKIN APPLIED EUROPE SPA | 130301663
5001049 | PUMP WILO MHI082 | 22844 | DAIKIN APPLIED EUROPE SPA | M04139003397
5001054 | CONDENSER COIL (AL) SX 6300x3x14 44F | 22844 | DAIKIN APPLIED EUROPE SPA | 135003349-SP
5001055 | RETROF.OIL LEVEL SWITCH PFS F4 | 22844 | DAIKIN APPLIED EUROPE SPA | 211810114
5001071 | OIL PRESSURE DIFF SWITCH | 22844 | DAIKIN APPLIED EUROPE SPA | 030200210
5001072 | CONTACTOR LC1D150F7 110V | 22844 | DAIKIN APPLIED EUROPE SPA | T-LC1D150F7
5001073 | CONTACTOR 110V LC1K0910F7 | 22844 | DAIKIN APPLIED EUROPE SPA | T-LC1K0910F7
5001074 | CONTACTOR 110V | 22844 | DAIKIN APPLIED EUROPE SPA | T-LC1D50F7
5001075 | SOFT STARTER BENSHAW M183BRD3B6-155-480C | 22844 | DAIKIN APPLIED EUROPE SPA | 131093052[A]
5001076 | MOTOR PROTECTION T-LT3SE00F 115V | 22844 | DAIKIN APPLIED EUROPE SPA | T-LT3SE00F
5001079 | FAN BLADE,800MM DBF800A-270 XINCHANG | 22844 | DAIKIN APPLIED EUROPE SPA | M03019013224
5001080 | MOTOR.YFK1 12M-1 .5KW-8P.SHANGYU | 22844 | DAIKIN APPLIED EUROPE SPA | M03039001178
5001081 | PANELSUPPORTMOTOR | 22844 | DAIKIN APPLIED EUROPE SPA | M01014491083
5001083 | PRESSURE SWITCH, H20PSA 0.05/0.15MPA 600 | 22844 | DAIKIN APPLIED EUROPE SPA | M04109010637
5001084 | BASE FOR REFRIGERANT CHARGING VAVLE,NPT | 22844 | DAIKIN APPLIED EUROPE SPA | M05024360013
5001085 | HIGH PRESSURE SWITCH 2.4/2.8MPA,6M | 22844 | DAIKIN APPLIED EUROPE SPA | M04109010636
5001086 | VALVE,EXPANSION TDEZ16 DANFOSS | 22844 | DAIKIN APPLIED EUROPE SPA | M05019013430
5001087 | SIGHT GLASS. AMI-1SS7 ID22.2 ALCO | 22844 | DAIKIN APPLIED EUROPE SPA | M02179000602
5001088 | VALVE CHECK DXF-7/8 | 22844 | DAIKIN APPLIED EUROPE SPA | M05019004151
5001089 | VALVE EXPANSON TDEZ19 | 22844 | DAIKIN APPLIED EUROPE SPA | M05019013431
5001090 | VALVE, REV 4 WAY VH5110D RANCO | 22844 | DAIKIN APPLIED EUROPE SPA | M05019011967
5001091 | VALVE,REV 4WAY SHF-50-79 SANHUA ROHS | 22844 | DAIKIN APPLIED EUROPE SPA | M05019000019
5001092 | PLATE H/E B3-095-128 QINGBAO | 22844 | DAIKIN APPLIED EUROPE SPA | M02204492110
5001093 | ASSY PIPE WATER PUMP IN | 22844 | DAIKIN APPLIED EUROPE SPA | M50104495119
5001094 | TANK. EXPANSION 8L | 22844 | DAIKIN APPLIED EUROPE SPA | A05019001497
5001095 | PUMP,WATER MHI1603 WILO | 22844 | DAIKIN APPLIED EUROPE SPA | M04139013389
5001096 | VALVE , CONNECT SENSOR | 22844 | DAIKIN APPLIED EUROPE SPA | M05014302008
5001097 | TIE-N,SHORT R2" | 22844 | DAIKIN APPLIED EUROPE SPA | M10014491001
5001098 | FITTING.BUXIN RC1-1/2XR2 | 22844 | DAIKIN APPLIED EUROPE SPA | M10014491015
5001099 | ASSY.,RESEAU GUARD SIDE | 22844 | DAIKIN APPLIED EUROPE SPA | M50034495090
5001100 | FILTER DRIER ,EK-307S ALCO | 22844 | DAIKIN APPLIED EUROPE SPA | M02169320004
5001101 | ACCUMULATOR, A-AS62513 11.,5L ALCO | 22844 | DAIKIN APPLIED EUROPE SPA | M021 19000302
5001102 | COMPR,ZR125KCE-TFD-422-COPELAND (36,6Kw) | 22844 | DAIKIN APPLIED EUROPE SPA | M04019012273
5001103 | ASSY.,RESEAU GUARD BACK RIGHT | 22844 | DAIKIN APPLIED EUROPE SPA | M50034495093
5001104 | ASSY.,RESEAU GUARD BACK LEFT | 22844 | DAIKIN APPLIED EUROPE SPA | M50034495092
5001105 | LIQUID RECEIVER,RE:320CR,P.N 132013941 | 22844 | DAIKIN APPLIED EUROPE SPA | M02114492003
5001106 | ASSY.CONTROL BOX | 22844 | DAIKIN APPLIED EUROPE SPA | M50049495204
5001107 | PRESSURE GUAGE 113.944 L R407C | 22844 | DAIKIN APPLIED EUROPE SPA | M02189006004
5001108 | PRESSURE GUAGE 113.944 H R407C | 22844 | DAIKIN APPLIED EUROPE SPA | M02189006003
5001109 | ASSEMBLY RESEAU GUARD FRONT/RIGHT | 22844 | DAIKIN APPLIED EUROPE SPA | M500344951 20
5001110 | ASSY.,RESEAU GUARD FRONT | 22844 | DAIKIN APPLIED EUROPE SPA | M50034495091
5001111 | SWITCH,BREAKER4A C65N-C4A/1P SCHNEIDER | 22844 | DAIKIN APPLIED EUROPE SPA | M04069012613
5001112 | PHASE PROTECTOR.DB3A01A ROHS OYL | 22844 | DAIKIN APPLIED EUROPE SPA | M04199004054
5001113 | CONTACTOR, LC1-2501M7C T.E. | 22844 | DAIKIN APPLIED EUROPE SPA | M04039003151
5001114 | OVERLOAD PROTECTOR, LRD22KN(16-24A) T.E | 22844 | DAIKIN APPLIED EUROPE SPA | M04179003957
5001115 | CONTACTOR, LC1-D0910M7CT.E. | 22844 | DAIKIN APPLIED EUROPE SPA | M04039003169
5001116 | OVERLOAD PROTECTOR, LRD10KN (4-6A) T.E, | 22844 | DAIKIN APPLIED EUROPE SPA | M04179003985
5001117 | SWITCH,ZB2-BZ101C SCHNEIDER | 22844 | DAIKIN APPLIED EUROPE SPA | M04069011475
5001118 | FUSE HOLDER.10X38/3P 32A 31113 LTJWNE | 22844 | DAIKIN APPLIED EUROPE SPA | M04169012303
5001119 | SM01XX CH_MQ1.0 WCCH DX | 22844 | DAIKIN APPLIED EUROPE SPA | M04089012296
5001120 | FUSE.10X38 20A 31187 LTJWNE | 22844 | DAIKIN APPLIED EUROPE SPA | M04169012302
5001121 | CONTROL MODULE,MC01 HP TC2.2 2CP H/PUMP | 22844 | DAIKIN APPLIED EUROPE SPA | M04089012301
5001122 | SWITCH,7B2-BD2 SCHNEIDER | 22844 | DAIKIN APPLIED EUROPE SPA | M04069010745
5001123 | CONTROL MODULE,MB, MC_EXT HP TC NO SNSR | 22844 | DAIKIN APPLIED EUROPE SPA | M04089012300
5001124 | SWITCH,OT125E3 3P 15CA022353R7480 ABB | 22844 | DAIKIN APPLIED EUROPE SPA | M04069010750
5001125 | EXTENDED AXIS,0XS5*250 1SCA022376R6670 | 22844 | DAIKIN APPLIED EUROPE SPA | M04239012632
5001126 | WARNING MARK ZB2-BY9330 | 22844 | DAIKIN APPLIED EUROPE SPA | M04064365037
5001127 | ROTATED HANDLE,OHY2AY -ISCA022353R2840 | 22844 | DAIKIN APPLIED EUROPE SPA | M04239010630
5001128 | SWITCH,XB2-BS542C SCHNEIDER | 22844 | DAIKIN APPLIED EUROPE SPA | M04064365008
5001129 | SWITCH, ZB2-BE102C SCHNEIDER | 22844 | DAIKIN APPLIED EUROPE SPA | M04064365038
5001130 | SOCKET BASE SJ2S-05B, IDEC | 22844 | DAIKIN APPLIED EUROPE SPA | M04239010684
5001132 | FRAME 4 4411-9C EXT OIL FILTER | 22844 | DAIKIN APPLIED EUROPE SPA | 133304013
5001155 | LD13AV5DOXXXX 220V AMP METER | 22844 | DAIKIN APPLIED EUROPE SPA | SP-131094062
5001156 | BOTTOM PANEL VKPB350-1000 EKBTC--C | 22844 | DAIKIN APPLIED EUROPE SPA | 804470023
5001157 | FUSE NH2-1546400 400A 660V-Ultra-quick | 22844 | DAIKIN APPLIED EUROPE SPA | SP-131030067
5001158 | AUX.CONTACT BLOCK 3RH1921-1EA11 | 22844 | DAIKIN APPLIED EUROPE SPA | SP-133010023
5001163 | EVAPORATOR | 22844 | DAIKIN APPLIED EUROPE SPA | 135005151-A
5001164 | EVAPORATOR | 22844 | DAIKIN APPLIED EUROPE SPA | 135005152-A
5001165 | EVAPORATOR | 22844 | DAIKIN APPLIED EUROPE SPA | 135005153-A
5001166 | EVAPORATOR | 22844 | DAIKIN APPLIED EUROPE SPA | 135005154-A
5001167 | CONDENSOR | 22844 | DAIKIN APPLIED EUROPE SPA | 135005521-A
5001168 | CONDENSOR | 22844 | DAIKIN APPLIED EUROPE SPA | 135005522-A
5001169 | CONDENSOR | 22844 | DAIKIN APPLIED EUROPE SPA | 135005523-A
5001170 | CONDENSOR | 22844 | DAIKIN APPLIED EUROPE SPA | 135005524-A
5001171 | CONTACT. 45kW AC110V S3 3P 3RT1046-1AF00 | 22844 | DAIKIN APPLIED EUROPE SPA | SP-132015050
5001172 | FUSE NH00 KTF Gg 160A 500V 1500160 | 22844 | DAIKIN APPLIED EUROPE SPA | SP-131030056
5001173 | CAPACITOR 20KVAR 440V | 22844 | DAIKIN APPLIED EUROPE SPA | SP-131017032
5001174 | EVAPORATOR | 22844 | DAIKIN APPLIED EUROPE SPA | 135005155-A
5001178 | EVAPORATOR | 22844 | DAIKIN APPLIED EUROPE SPA | 135005159-A
5001179 | EVAPORATOR | 22844 | DAIKIN APPLIED EUROPE SPA | 135005160-A
5001180 | EVAPORATOR | 22844 | DAIKIN APPLIED EUROPE SPA | 135005161-A
5001181 | EVAPORATOR | 22844 | DAIKIN APPLIED EUROPE SPA | 135005162-A
5001182 | EVAPORATOR | 22844 | DAIKIN APPLIED EUROPE SPA | 135005163-A
5001183 | EVAPORATOR | 22844 | DAIKIN APPLIED EUROPE SPA | 135005164-A
5001184 | EVAPORATOR | 22844 | DAIKIN APPLIED EUROPE SPA | 135005165-A
5001185 | EVAPORATOR | 22844 | DAIKIN APPLIED EUROPE SPA | 135005166-A
5001186 | EVAPORATOR | 22844 | DAIKIN APPLIED EUROPE SPA | 135005167-A
5001187 | EVAPORATOR | 22844 | DAIKIN APPLIED EUROPE SPA | 135005168-A
5001188 | EVAPORATOR DISTRIBUTION GASKET | 22844 | DAIKIN APPLIED EUROPE SPA | E44136705
5001189 | EVAPORATOR HEAD O-RING | 22844 | DAIKIN APPLIED EUROPE SPA | E44136710
5001337 | CONTACTOR 110V LC1D80F7 | 22844 | DAIKIN APPLIED EUROPE SPA | T-LC1D80F7
5001338 | EXPANSION VALVE OJE40C | 22844 | DAIKIN APPLIED EUROPE SPA | 131009163
5001343 | 3103 RELAY 220VAC/4cont.+supp | 22844 | DAIKIN APPLIED EUROPE SPA | SP-129100259
5001345 | HSW-220 145KW.(NO'O.F) OVH | 22844 | DAIKIN APPLIED EUROPE SPA | RT50234005
5001346 | FLAPPER D6SJ-400X AWM 1P.R407C | 22844 | DAIKIN APPLIED EUROPE SPA | 131019285
5001348 | MQCS806 2C R22 AUS110V.1P.CIL. | 22844 | DAIKIN APPLIED EUROPE SPA | N38030861
5001354 | PISTON ASS'Y MQC/S 8/900 | 22844 | DAIKIN APPLIED EUROPE SPA | 132009012
5001355 | SUCTION VALVE | 22844 | DAIKIN APPLIED EUROPE SPA | 132013014
5001356 | DISCHARGE VALVE | 22844 | DAIKIN APPLIED EUROPE SPA | 132013016
5001357 | CYLINDER LINER - 800/900 | 22844 | DAIKIN APPLIED EUROPE SPA | 132009009
5001358 | SUCTION VALVE LIFT PIN MQCS900 | 22844 | DAIKIN APPLIED EUROPE SPA | 132013027
5001361 | COUPLING BOX | 22844 | DAIKIN APPLIED EUROPE SPA | 132006002
5001363 | EXPANSION VALVE PHTX85-5/R22-407C(8C) | 22844 | DAIKIN APPLIED EUROPE SPA | 131011025
5001364 | RETROFIT KIT DMS TO D3 | 22844 | DAIKIN APPLIED EUROPE SPA | 330580201
5001381 | FAN SPEED REGULATOR MNG3200 | 22844 | DAIKIN APPLIED EUROPE SPA | 129622016
5001382 | EL CONNECTOR F210-1H3/8 | 22844 | DAIKIN APPLIED EUROPE SPA | 131073005
5001383 | THERMAL RELAY 50-200A 3RB2056-1FF2 | 22844 | DAIKIN APPLIED EUROPE SPA | SP-132015085
5001385 | EXPANSION VESSEL 25LT | 22844 | DAIKIN APPLIED EUROPE SPA | VAD000000000
5001395 | CONTACTOR 3RT1026-1AP00 | 22844 | DAIKIN APPLIED EUROPE SPA | SP-132015086
5001396 | Condenser coil .(AL) DX 4500x3x14 44F 2c | 22844 | DAIKIN APPLIED EUROPE SPA | 235003321
5001401 | CONDENSER COIL SX 6300x3x14 44F AL | 22844 | DAIKIN APPLIED EUROPE SPA | 235003349
5001402 | CONDENSER COIL SX 3600x3x14 44F/4F AL | 22844 | DAIKIN APPLIED EUROPE SPA | 135003361
5001405 | E40270099/9DX20PEDOS/133-146XE | 22844 | DAIKIN APPLIED EUROPE SPA | 133366618EV
5001406 | BRINE VERSION | 22844 | DAIKIN APPLIED EUROPE SPA | 132099113
5001408 | CONDENSER COIL SX5400x3x14 44F AL | 22844 | DAIKIN APPLIED EUROPE SPA | 235003333
5001409 | CONDENSER COIL (AL) SX 2700x3x14 44F/3F | 22844 | DAIKIN APPLIED EUROPE SPA | 135003385
5001411 | EXPANSION VALVE OVE15 CP100 (CIRC.1) | 22844 | DAIKIN APPLIED EUROPE SPA | 131009059
5001412 | EXPANSION VALVE OVE20 CP100 (CIRC. 2) | 22844 | DAIKIN APPLIED EUROPE SPA | 131009060
5001414 | PUMP LOWARA FCTE80-125 3.0Kw | 22844 | DAIKIN APPLIED EUROPE SPA | 132017027
5001415 | CURRENT TRANSFORMER | 22844 | DAIKIN APPLIED EUROPE SPA | 300042127
5001418 | PRESSURE HOSE 4X8 KLCP 1/4SAE L2500 | 22844 | DAIKIN APPLIED EUROPE SPA | 120706043
5001420 | CONDENSER COIL 1602-AL 50X209,4 SX | 22844 | DAIKIN APPLIED EUROPE SPA | 139710025-SP
5001421 | CONDENSER COIL 1602-AL 50X83,1 DX | 22844 | DAIKIN APPLIED EUROPE SPA | 139710005
5001449 | CONNECTOR KIT PCO EXP.BOARD PCOECON000 | 22844 | DAIKIN APPLIED EUROPE SPA | 129150169
5001450 | ANACOND+FLANGXMAND.MPW/LNXNXXN | 22844 | DAIKIN APPLIED EUROPE SPA | 115005025
5001451 | TUB.4X8 KLCP 1/4SAE L800+SPILL | 22844 | DAIKIN APPLIED EUROPE SPA | 120706038
5001452 | LCD 4X20(LIGHT)PCOT00CBB CAREL | 22844 | DAIKIN APPLIED EUROPE SPA | 129150058
5001453 | COPPER GASKET.1/4"S | 22844 | DAIKIN APPLIED EUROPE SPA | 130803051
5001454 | S/O VLV 6120/22 1/4SAX1/4NPT | 22844 | DAIKIN APPLIED EUROPE SPA | 130804011
5001455 | SHUT-OFF VALVE I.D.22 Q300-S16 | 22844 | DAIKIN APPLIED EUROPE SPA | 130805005
5001456 | VALVE 3" CASTEL 6591/2 | 22844 | DAIKIN APPLIED EUROPE SPA | 130814006
5001457 | SHUT-OFF VALV BACA50S37S37/D54 | 22844 | DAIKIN APPLIED EUROPE SPA | 130814010
5001459 | SHUT-OFF VLV DANFOSS GBC-28S | 22844 | DAIKIN APPLIED EUROPE SPA | 130814081
5001460 | SOL.VALVE 220V CASTEL 1098-7 | 22844 | DAIKIN APPLIED EUROPE SPA | 131008012
5001461 | TANDEM SZ250.4 K66 AT.SAL/400V | 22844 | DAIKIN APPLIED EUROPE SPA | 131019382
5001462 | TANDEM SZ320.4 K66 AT.SAL/400V | 22844 | DAIKIN APPLIED EUROPE SPA | 131019383
5001463 | ZZ28M3E-TWD870/380V.EST | 22844 | DAIKIN APPLIED EUROPE SPA | 131019435
5001464 | BITZ.6H35.2Y 1P.380/110.K66+RU (36 Kw) | 22844 | DAIKIN APPLIED EUROPE SPA | 131019453
5001465 | BITZ.6G40.2Y 1P.380/110.K66+RU (30 Kw) | 22844 | DAIKIN APPLIED EUROPE SPA | 131019454
5001466 | BITZ.6F50.2Y 1P.380/110.K66+RU (37,3 Kw) | 22844 | DAIKIN APPLIED EUROPE SPA | 131019455
5001467 | BITZ.8GC60.2Y 1P.380/110.66+RU (44,7 Kw) | 22844 | DAIKIN APPLIED EUROPE SPA | 131019456
5001468 | BITZ.6H35.2Y 1P.380/220.66+RUB (26 Kw) | 22844 | DAIKIN APPLIED EUROPE SPA | 131019493
5001469 | BITZ.6G40.2Y 1P.380/220.66+RUB (30 Kw) | 22844 | DAIKIN APPLIED EUROPE SPA | 131019494
5001470 | BITZ.6F50.2Y 1P.380/220.66+RUB (37,3 Kw) | 22844 | DAIKIN APPLIED EUROPE SPA | 131019495
5001471 | BITZ.8FC70.2Y 1P.380/220.66+RU (44,7 Kw) | 22844 | DAIKIN APPLIED EUROPE SPA | 131019497
5001472 | CHECK VALVE D.22 | 22844 | DAIKIN APPLIED EUROPE SPA | 131090001
5001473 | CHECK VALVE 3122/9 D28 | 22844 | DAIKIN APPLIED EUROPE SPA | 131090002
5001474 | CHECK VALVE 3122/11 D35 | 22844 | DAIKIN APPLIED EUROPE SPA | 131090003
5001475 | NON RTN VLV.DN100 PN25-R134A | 22844 | DAIKIN APPLIED EUROPE SPA | 131090021
5001476 | NON RETURN VALVE 36 BAR | 22844 | DAIKIN APPLIED EUROPE SPA | 131090207
5001477 | FLANGE GASKET DN 4" | 22844 | DAIKIN APPLIED EUROPE SPA | 132021038
5001478 | NON RETURN V. LOWER GASK.D=130mm d=84mm | 22844 | DAIKIN APPLIED EUROPE SPA | 132021052
5001479 | GASKET.ENTR.GAS-SEP.ALS(F)MPW | 22844 | DAIKIN APPLIED EUROPE SPA | 132021054
5001480 | NON RETURN V. UPPER GASK.D=140mm d=115mm | 22844 | DAIKIN APPLIED EUROPE SPA | 132021057
5001481 | MUFFLER S-6625 ATT.D.67 | 22844 | DAIKIN APPLIED EUROPE SPA | 132810008
5001482 | FLEX TUBE STAINLESS D80 L1090 | 22844 | DAIKIN APPLIED EUROPE SPA | 133205046
5001483 | ANTIVIBR. SPRING ESV22-M16 | 22844 | DAIKIN APPLIED EUROPE SPA | 133206011[A]
5001484 | FILTR.DEIDR.DANF.DCR19217S/D54 | 22844 | DAIKIN APPLIED EUROPE SPA | 133304010
5001485 | HTR.110V.COMPR.20:70CV.BITZ | 22844 | DAIKIN APPLIED EUROPE SPA | 343213-03
5001486 | HTR.220V.COMPR.20:70CV.BITZ | 22844 | DAIKIN APPLIED EUROPE SPA | 343213-04
5001487 | RELIEF VALVE 3/8"FL-1/4"NPT - 6110-32 | 22844 | DAIKIN APPLIED EUROPE SPA | 7350399XX
5001488 | GASKET | 22844 | DAIKIN APPLIED EUROPE SPA | 88114-311
5001489 | O-RING 149 D.35-42 COND.OUT | 22844 | DAIKIN APPLIED EUROPE SPA | E44130149
5001490 | BALL VALVE 6590/9 D28 | 22844 | DAIKIN APPLIED EUROPE SPA | 130814065
5001491 | COUPLING.1'3/4 D.28+GUAR.HMHQ | 22844 | DAIKIN APPLIED EUROPE SPA | 130841014
5001492 | COUPLING.ANG.1-1/4'D.28+GUARN. | 22844 | DAIKIN APPLIED EUROPE SPA | 130841023
5001493 | V.SOL.EVR25-10W.220V.50HZ/D.28 | 22844 | DAIKIN APPLIED EUROPE SPA | 131008032
5001494 | CHECK VALVE DN100 4PN40(BUNA) | 22844 | DAIKIN APPLIED EUROPE SPA | 131090206
5001495 | MUFFLER S-6311 ATT.D.28 | 22844 | DAIKIN APPLIED EUROPE SPA | 132810004
5001496 | MUFFLER S-6413 ATT.D.35 | 22844 | DAIKIN APPLIED EUROPE SPA | 132810005
5001497 | MUFFLER S-6415 ATT.D.42 | 22844 | DAIKIN APPLIED EUROPE SPA | 132810006
5001498 | MUFFLER S-6621 ATT.D.54 | 22844 | DAIKIN APPLIED EUROPE SPA | 132810007
5001499 | HEATER 110V/8013480/COPEL. | 22844 | DAIKIN APPLIED EUROPE SPA | 133108068
5001500 | SOLD.DRIER FILT.- 2 CORE D.28 | 22844 | DAIKIN APPLIED EUROPE SPA | 133304005
5001501 | SHUT-OFF VALVE 6110-22 1/4" | 22844 | DAIKIN APPLIED EUROPE SPA | 130804001
5001502 | MQCA808/R22 220V OPEN/COMP.OVH | 22844 | DAIKIN APPLIED EUROPE SPA | RVMQCA808
5001503 | PCO200KEY0 KEY PROGR.PCO2 | 22844 | DAIKIN APPLIED EUROPE SPA | 129150106
5001504 | T.SHEET GASKET D265 SP 1,5 | 22844 | DAIKIN APPLIED EUROPE SPA | 130605021
5001505 | T.SHEET GASK.REF178-148 D.450 | 22844 | DAIKIN APPLIED EUROPE SPA | 130607032
5001506 | T.SHEET GASK.REF208-182 D.512 | 22844 | DAIKIN APPLIED EUROPE SPA | 130607033
5001507 | GASKET OD.70/ID53 THK.1,5 | 22844 | DAIKIN APPLIED EUROPE SPA | 130609225
5001508 | ELECTR.EXPANSION VALVE SEO-100 | 22844 | DAIKIN APPLIED EUROPE SPA | 131011420
5001509 | EL.MOT.140/57KW.908 R22 | 22844 | DAIKIN APPLIED EUROPE SPA | 131020237
5001510 | EL.MOT.140KW-MQCS908 R22 | 22844 | DAIKIN APPLIED EUROPE SPA | 131020266
5001511 | GASKET KIT MQC-S-600 | 22844 | DAIKIN APPLIED EUROPE SPA | 230009051
5001512 | O RING EVAP WATER SIDE | 22844 | DAIKIN APPLIED EUROPE SPA | AE0062201
5001513 | OR-FREON X BUSH | 22844 | DAIKIN APPLIED EUROPE SPA | AE44134137
5001514 | DISCHARGE SHUT-OFF VALVE D.54 | 22844 | DAIKIN APPLIED EUROPE SPA | C130805009
5001515 | COND.HEAD GASK.2P.D.273 (CO) | 22844 | DAIKIN APPLIED EUROPE SPA | E44132753
5001516 | EVAP.HEAD GASK.EV.5523/26 4C. | 22844 | DAIKIN APPLIED EUROPE SPA | E44135501
5001517 | EVAP.T.SHEET GASK.E5523/26 4C. | 22844 | DAIKIN APPLIED EUROPE SPA | E44135502
5001518 | MQCS908 2C R22 AU220V(PTC140) | 22844 | DAIKIN APPLIED EUROPE SPA | N39099981
5001519 | TANDEM ZRT-320 K3E TWD870/380V | 22844 | DAIKIN APPLIED EUROPE SPA | 131019437-RIC
5001520 | CB2731038/1P.PED OS C1/ECP50XE | 22844 | DAIKIN APPLIED EUROPE SPA | 133365511CB1
5001521 | E27270066/17SX10 PEDOS/ECP50XE | 22844 | DAIKIN APPLIED EUROPE SPA | 133365511EV
5001522 | CB2731042/1P.PED OS C1/ECP60XE | 22844 | DAIKIN APPLIED EUROPE SPA | 133365512CB1
5001523 | E27270066/17SX10 PEDOS/ECP60XE | 22844 | DAIKIN APPLIED EUROPE SPA | 133365512EV
5001524 | CB2731046/1P.PED OS C1/ECP73XE | 22844 | DAIKIN APPLIED EUROPE SPA | 133365513CB1
5001525 | E27270088/13SX10 PEDOS/ECP73XE | 22844 | DAIKIN APPLIED EUROPE SPA | 133365513EV
5001526 | CB2731038/1PPEDOSC1-2/ECP100XE | 22844 | DAIKIN APPLIED EUROPE SPA | 133365514CB1-2
5001527 | E32270099/9SX10 PEDOS/ECP100XE | 22844 | DAIKIN APPLIED EUROPE SPA | 133365514EV
5001528 | CB2731038/1P.PED OSC1/ECP110XE | 22844 | DAIKIN APPLIED EUROPE SPA | 133365515CB1
5001529 | CB2731046/1P.PED OSC2/ECP110XE | 22844 | DAIKIN APPLIED EUROPE SPA | 133365515CB2
5001530 | CB2731046/1PPEDOSC1-2/ECP120XE | 22844 | DAIKIN APPLIED EUROPE SPA | 133365516CB1-2
5001531 | E40270088/9SX10PEDOS/110-120XE | 22844 | DAIKIN APPLIED EUROPE SPA | 133365516EV
5001532 | CB2731046/1P.PED OSC1/ECP133XE | 22844 | DAIKIN APPLIED EUROPE SPA | 133365517CB1
5001533 | CB2731058/1P.PED OSC2/ECP133XE | 22844 | DAIKIN APPLIED EUROPE SPA | 133365517CB2
5001534 | CB2731058/1PPEDOSC1-2/ECP146XE | 22844 | DAIKIN APPLIED EUROPE SPA | 133365518CB1-2
5001535 | E40270099/9SX10PEDOS/133-146XE | 22844 | DAIKIN APPLIED EUROPE SPA | 133365518EV
5001536 | EVAPORATOR EV19270055/13 DIA.88, | 22844 | DAIKIN APPLIED EUROPE SPA | 133365701-A
5001537 | EVAPORATOR EV27270066/17 DIA.114,3 | 22844 | DAIKIN APPLIED EUROPE SPA | 133365702-A
5001538 | EVAPORATOR EV27270077/13 DIA.114,3 | 22844 | DAIKIN APPLIED EUROPE SPA | 133365703-A
5001539 | EVAPORATOR EV32270088/11 DIA.139,7 | 22844 | DAIKIN APPLIED EUROPE SPA | 133365704-A
5001540 | EVAPORATOR EV32270088/11 DIA.139,7 | 22844 | DAIKIN APPLIED EUROPE SPA | 133365705-A
5001541 | EVAPORATOR EV32270099/9 DIA.139,7 | 22844 | DAIKIN APPLIED EUROPE SPA | 133365706-A
5001542 | CONDENSER CB2731022 5" GAS | 22844 | DAIKIN APPLIED EUROPE SPA | 133365801-A
5001543 | CONDENSER CB2731026 5" GAS | 22844 | DAIKIN APPLIED EUROPE SPA | 133365802-A
5001544 | EVAPORATOR EV32270099/11 DIA.139,7 | 22844 | DAIKIN APPLIED EUROPE SPA | 135005171-A
5001545 | EVAPORATOR EV40270099/11 DIA.168,3 | 22844 | DAIKIN APPLIED EUROPE SPA | 135005172-A
5001546 | EVAPORATOR EV40271010/11 DIA.168,3 | 22844 | DAIKIN APPLIED EUROPE SPA | 135005173-A
5001547 | EVAPORATOR EV50271212/9 DIA.168,3 | 22844 | DAIKIN APPLIED EUROPE SPA | 135005174-A
5001548 | EVAPORATOR EV50271414/7 DIA.168,3 | 22844 | DAIKIN APPLIED EUROPE SPA | 135005175-A
5001549 | EVAPORATOR EV50271515/7 DIA.168,3 | 22844 | DAIKIN APPLIED EUROPE SPA | 135005176-A
5001550 | CONDENSER CB3531134 5" GAS | 22844 | DAIKIN APPLIED EUROPE SPA | 135005529-A
5001551 | CONDENSER CB4531150 6" GAS | 22844 | DAIKIN APPLIED EUROPE SPA | 135005530-A
5001552 | CONDENSER CB4531190 6" GAS | 22844 | DAIKIN APPLIED EUROPE SPA | 135005531-A
5001553 | FAN & MTR FC080-ADK.6K.V7 | 22844 | DAIKIN APPLIED EUROPE SPA | 135471
5001554 | OR 0150 FREON X BUSH | 22844 | DAIKIN APPLIED EUROPE SPA | E44130150
5001555 | HSW235 400/3/50 RADIAL OS/110V | 22844 | DAIKIN APPLIED EUROPE SPA | M350234044-15
5001556 | SENSOR 12MT.NTC120WP00 | 22844 | DAIKIN APPLIED EUROPE SPA | SP-129150025
5001571 | Sensor DPWC111000 | 22844 | DAIKIN APPLIED EUROPE SPA | 129150029
5001572 | TUBE 2x6 TREC.1/4SAE L4000 | 22844 | DAIKIN APPLIED EUROPE SPA | 120706011
5001575 | CONDENSER COIL AC SX3600x3x14 44F/4F | 22844 | DAIKIN APPLIED EUROPE SPA | 135003362[C]
5001576 | CONDENSER COIL (AC) DX 3600x3x14 44F/4F | 22844 | DAIKIN APPLIED EUROPE SPA | 135003366[C]
5001577 | CONDENSER COIL (AL) SX 4500X3X14 44F 2C | 22844 | DAIKIN APPLIED EUROPE SPA | 235003317
5001579 | SAF.VALVE 3030/44C140 14bar 1/2" NPT | 22844 | DAIKIN APPLIED EUROPE SPA | 131038252
5001580 | VALV.1' NPT 3030-88C 13-BAR/ | 22844 | DAIKIN APPLIED EUROPE SPA | 131038281
5001581 | SHUT-OFF-VALV.D42+FL+BUSH+GASK | 22844 | DAIKIN APPLIED EUROPE SPA | E44070077
5001582 | INT.MAGN.BIP.MAGRINI | 22844 | DAIKIN APPLIED EUROPE SPA | M24266
5001583 | SOUNDPROOF CABINET CIRC 1 | 22844 | DAIKIN APPLIED EUROPE SPA | 239555015
5001584 | SOUNDPROOF CABINET CIRC 2 | 22844 | DAIKIN APPLIED EUROPE SPA | 239555016
5001593 | PR. TRANSM. PT4-07M -0.8/7bar PCN 802332 | 22844 | DAIKIN APPLIED EUROPE SPA | DK4SW01879-1A
5001594 | PR. TRANSM. PT4-18M 0~18bar PCN 802333 | 22844 | DAIKIN APPLIED EUROPE SPA | DK4SW01879-2A
5001595 | PR. TRANSM. PT4-30M 0~30bar PCN 802334 | 22844 | DAIKIN APPLIED EUROPE SPA | DK4SW01879-3
5001596 | TRANSM.CABLE Assy 6m PT4-M60 804805 | 22844 | DAIKIN APPLIED EUROPE SPA | DK4SW01879-5
5001602 | CRANKSHAFT MQCS-908/90 | 22844 | DAIKIN APPLIED EUROPE SPA | 132009070
5001603 | TERMINAL BOX COVER FRM4 | 22844 | DAIKIN APPLIED EUROPE SPA | 119403330
5001604 | TERMINAL BOX FRM4 | 22844 | DAIKIN APPLIED EUROPE SPA | 119403331
5001605 | PUMP LOWARA FCTE80-125/5.5Kw | 22844 | DAIKIN APPLIED EUROPE SPA | 132017028
5001607 | Condenser coil (AL) DX 5400x3x14 44F | 22844 | DAIKIN APPLIED EUROPE SPA | 235003337
5001608 | SEPARATOR FLANGE TUBE ASSY ALS | 22844 | DAIKIN APPLIED EUROPE SPA | 115005096
5001674 | COMPR C-BOX MTII 50HZ./063:126 | 22844 | DAIKIN APPLIED EUROPE SPA | 131034311
5001675 | PCO200MDM0 232 PC/MDM/BACNET | 22844 | DAIKIN APPLIED EUROPE SPA | 129150099
5001676 | H/R CONDENSER CB2731054 | 22844 | DAIKIN APPLIED EUROPE SPA | 133365508CR1-2
5001677 | INSULATION | 22844 | DAIKIN APPLIED EUROPE SPA | 132099110
5001678 | EVAPORATOR E27110077D DX 110VSP10 PED K6 | 22844 | DAIKIN APPLIED EUROPE SPA | 133099441
5001680 | Valve 4VIE N50C10G | 22844 | DAIKIN APPLIED EUROPE SPA | 131050013
5001681 | COIL LDK101801000 | 22844 | DAIKIN APPLIED EUROPE SPA | 131066077
5001703 | CONTR.BOARD MCHCOMP1A0 CAREL | 22844 | DAIKIN APPLIED EUROPE SPA | 129150001
5001705 | O RING | 22844 | DAIKIN APPLIED EUROPE SPA | 130601470
5001706 | EVAP GASKET | 22844 | DAIKIN APPLIED EUROPE SPA | 130607013
5001720 | ANTI VIBRATION MOUNT KIT | 22844 | DAIKIN APPLIED EUROPE SPA | 64660
5001722 | FAN ASS'Y FE080-ADA.6N.V7 | 22844 | DAIKIN APPLIED EUROPE SPA | 122871
5001723 | NEEDLE VALVE 1/4SAE X 1/4NPT | 22844 | DAIKIN APPLIED EUROPE SPA | C130808002
5001724 | TRANSF .P-115V/S-230V.50VA | 22844 | DAIKIN APPLIED EUROPE SPA | SP-131045054
5001725 | NEW TERMINAL PLATE MQCS | 22844 | DAIKIN APPLIED EUROPE SPA | 228810957
5001726 | MONIT.FASE TLM 110V.RM35TF30 | 22844 | DAIKIN APPLIED EUROPE SPA | 131093042-RM35TF30
5001727 | AUXILIARY RELAY RMIA4524VAC | 22844 | DAIKIN APPLIED EUROPE SPA | SP-129100253
5001728 | FRA ELBOW FITTING CU 90 67X67 F.F. | 22844 | DAIKIN APPLIED EUROPE SPA | 130810014-FRA
5001729 | COMPRESSOR RIC ZR16M3E-TWD-551 | 22844 | DAIKIN APPLIED EUROPE SPA | 131019331-RIC
5001730 | NEW TERMINAL PLATE kit MQCS | 22844 | DAIKIN APPLIED EUROPE SPA | 228810957
5001731 | 3RV19152AB | 22844 | DAIKIN APPLIED EUROPE SPA | SP-132015060
5001732 | 3RV19152DB | 22844 | DAIKIN APPLIED EUROPE SPA | SP-132015059
5001733 | FAN ASS'Y | 22844 | DAIKIN APPLIED EUROPE SPA | 132605046
5001734 | FAN ASS'Y | 22844 | DAIKIN APPLIED EUROPE SPA | 139410176
5001735 | 24VAC AUXILIARY RELAY | 22844 | DAIKIN APPLIED EUROPE SPA | 129100253
5001736 | PRESS.TRANSDUCER 0,5-8B/4-20MA | 22844 | DAIKIN APPLIED EUROPE SPA | 129150063-1
5001737 | MICROT-PCOII MEDIUM/PCO2QE0AM0 | 22844 | DAIKIN APPLIED EUROPE SPA | 129150096
5001738 | TANDEM ZRT-320 K3E TWD870/380V | 22844 | DAIKIN APPLIED EUROPE SPA | 131019437
5001739 | S.VALVE 1/2' HANSA 18-BAR/CE | 22844 | DAIKIN APPLIED EUROPE SPA | 131038003
5001740 | S.VALVE 1/2' HANSA 24,5 BAR CE | 22844 | DAIKIN APPLIED EUROPE SPA | 131038008
5001741 | MOTOR+BLADE FE080-SDA.6N.V7 | 22844 | DAIKIN APPLIED EUROPE SPA | 139410175
5001742 | FAN & MTR FC080-ADK.6K.V7 | 22844 | DAIKIN APPLIED EUROPE SPA | 139410195
5001743 | FAN ASSY 400V - W FE080SD.6N 50H(B+E) | 22844 | DAIKIN APPLIED EUROPE SPA | 139410311
5001744 | HEATER 115V-400W CFBZ297E/02 | 22844 | DAIKIN APPLIED EUROPE SPA | 2858-638
5001745 | SUCTION FLANGE | 22844 | DAIKIN APPLIED EUROPE SPA | E44060011-R1
5001746 | D.42 BUSH | 22844 | DAIKIN APPLIED EUROPE SPA | E44070007-R1
5001747 | SUCTION BUSH D.114 | 22844 | DAIKIN APPLIED EUROPE SPA | E44070022
5001748 | SUCTION BUSH D.92 | 22844 | DAIKIN APPLIED EUROPE SPA | E44070025-R2
5001749 | EVAP HEAD GASKET EV.40 (SP) | 22844 | DAIKIN APPLIED EUROPE SPA | E44134053-R3
5001750 | EVAP HEAD GASKET EV 5015/40 3C | 22844 | DAIKIN APPLIED EUROPE SPA | E44135063-R3
5001751 | O-RING ID=94,62 OD=105,30 t=5,34mm | 22844 | DAIKIN APPLIED EUROPE SPA | E44136375
5001752 | FAN ASSY 400V - W FE080 AD.6N 50HZ | 22844 | DAIKIN APPLIED EUROPE SPA | 139410312
5001753 | TRANSD. CONNECTOR 12FB4000-HY | 22844 | DAIKIN APPLIED EUROPE SPA | C7G 41050099
5001754 | EVAPORATOR HEAD GASKET | 22844 | DAIKIN APPLIED EUROPE SPA | E44136704
5001755 | CENTRAL DISTRIBUTOR GASKET | 22844 | DAIKIN APPLIED EUROPE SPA | E44136706
5001766 | Electrical joint compound | 22844 | DAIKIN APPLIED EUROPE SPA | 300043999
5001767 | ISOLATOR BAR | 22844 | DAIKIN APPLIED EUROPE SPA | 9342.000
5001768 | SIDE PROTECTION | 22844 | DAIKIN APPLIED EUROPE SPA | 9342.070
5001769 | FRONT COVER | 22844 | DAIKIN APPLIED EUROPE SPA | 9342.130
5001770 | COMPRESSOR HOUSING | 22844 | DAIKIN APPLIED EUROPE SPA | 220001032
5001773 | EVAPORATOR TUBES | 22844 | DAIKIN APPLIED EUROPE SPA | E0000007
5001774 | TUBE ROLLER | 22844 | DAIKIN APPLIED EUROPE SPA | E139599001
5001775 | Can of adhesive 70-10 | 22844 | DAIKIN APPLIED EUROPE SPA | E132013070
5001776 | TUBE EXTRACTOR | 22844 | DAIKIN APPLIED EUROPE SPA | E133810054
5001777 | WOODEN BOX FOR EVAP. TUBES | 22844 | DAIKIN APPLIED EUROPE SPA | E132007100
5001778 | THERMAL RELAY LR9D5369 90-150A | 22844 | DAIKIN APPLIED EUROPE SPA | T-LR9D5369
5001779 | Contactor 110V | 22844 | DAIKIN APPLIED EUROPE SPA | T-LC1F185F7
5001780 | AUT CIRC BREAKER | 22844 | DAIKIN APPLIED EUROPE SPA | M24270
5001786 | CSC-IIXC CAREL | 22844 | DAIKIN APPLIED EUROPE SPA | 129150146-DAIKIN
5001794 | HSW235 145Kw.400/50 110V OVH | 22844 | DAIKIN APPLIED EUROPE SPA | RT50234004
5001795 | FLARE PLUG 1/4inch SAE | 22844 | DAIKIN APPLIED EUROPE SPA | 130813001
5001796 | COIL GUARD KIT - OPCG | 22844 | DAIKIN APPLIED EUROPE SPA | 54471
5001797 | MCQUAY CHILLER COMPRESSOR CABINET | 22844 | DAIKIN APPLIED EUROPE SPA | 139499080
5001807 | SPEEDTROL ALS/MPW.2 | 22844 | DAIKIN APPLIED EUROPE SPA | 61040
5001826 | Evaporator area grilles FR4 | 22844 | DAIKIN APPLIED EUROPE SPA | 54262
5001830 | SPRING ANTI VIBRATION MOUNT LAAV220 K15 | 22844 | DAIKIN APPLIED EUROPE SPA | 133206111
5001832 | HSA205 460v/3/60Hz.R134a(USA) | 22844 | DAIKIN APPLIED EUROPE SPA | M350234083
5001833 | HSA220 460v/3/60Hz.R134a(USA) | 22844 | DAIKIN APPLIED EUROPE SPA | M350234082
5001840 | SENSOR HOLDER PG7 | 22844 | DAIKIN APPLIED EUROPE SPA | 131005040
5001844 | COND.COIL AL-3R-SX/HZ35-40-HR55:75 | 22844 | DAIKIN APPLIED EUROPE SPA | 135710032
5001845 | RESIS.65W.230vS110-120-125-1 | 22844 | DAIKIN APPLIED EUROPE SPA | 133108075
5001846 | PHASE MONITOR | 22844 | DAIKIN APPLIED EUROPE SPA | DPA01CM69
5001850 | compressor COPELAND ZR144HCE-TFD522 | 22844 | DAIKIN APPLIED EUROPE SPA | M04019010678
5001851 | VALV.1" NPT 3030-88C 22-BAR/CE | 22844 | DAIKIN APPLIED EUROPE SPA | 131038288
5001875 | SUCTION 1 PIPE 1 | 22844 | DAIKIN APPLIED EUROPE SPA | 115005126
5001876 | BUTTEFLY VALVE PN25 DN100 | 22844 | DAIKIN APPLIED EUROPE SPA | 131302013
5001877 | SUCTION 1 PIPE 2 | 22844 | DAIKIN APPLIED EUROPE SPA | 115005127
5001878 | 808SPW(120KW)R22 1PCA110/C.OVH | 22844 | DAIKIN APPLIED EUROPE SPA | RT38030884
5001879 | Evap head kit EV27/HP | 22844 | DAIKIN APPLIED EUROPE SPA | KIT-EV27HP
5001880 | TUBE FOR EVAPORATOR PIPES | 22844 | DAIKIN APPLIED EUROPE SPA | E132007099
5001881 | CONDENSER COIL SX7200x3x14 44F | 22844 | DAIKIN APPLIED EUROPE SPA | 235003217
5001882 | WOODEN CRATE 7500x250x1300 | 22844 | DAIKIN APPLIED EUROPE SPA | 132007093
5001884 | WOODEN CRATE for 235003333 | 22844 | DAIKIN APPLIED EUROPE SPA | 132007303
5001885 | WOODEN CRATE for 235003349 | 22844 | DAIKIN APPLIED EUROPE SPA | 132007304
5001886 | FUSE NH3 GG 630A | 22844 | DAIKIN APPLIED EUROPE SPA | SP-131030033
5001887 | CONTACTOR 110V 3RT1065-6AF36 | 22844 | DAIKIN APPLIED EUROPE SPA | SP-132015088
5001888 | COMPRESSOR HEATER 400V-400W | 22844 | DAIKIN APPLIED EUROPE SPA | 132012004
5001894 | HSS 4200 CUTAWAY COMPRESSOR | 22844 | DAIKIN APPLIED EUROPE SPA | M350999284
5001896 | OIL MOBIL ARCTIC 46 (20 LITRE CAN) | 22844 | DAIKIN APPLIED EUROPE SPA | 132901053
5001897 | controller cover(without logo plate) | 22844 | DAIKIN APPLIED EUROPE SPA | 129152007
5001898 | LOGO PLATE PCO2 "LOGO McQUAY" | 22844 | DAIKIN APPLIED EUROPE SPA | 129152001
5001904 | SUCTION BLANK DISC | 22844 | DAIKIN APPLIED EUROPE SPA | M350245301
5001905 | DISCHARGE BLANK DISC | 22844 | DAIKIN APPLIED EUROPE SPA | 83241-303
5001906 | SUCTION FLANGE | 22844 | DAIKIN APPLIED EUROPE SPA | M350245201
5001907 | COVER GASKET S600 | 22844 | DAIKIN APPLIED EUROPE SPA | 130609056
5001908 | Condenser CB 2731050 | 22844 | DAIKIN APPLIED EUROPE SPA | 133073513
5001909 | HEATER | 22844 | DAIKIN APPLIED EUROPE SPA | 132012043
5001916 | CB1915038-2P/sp20 c2osPED/3122 | 22844 | DAIKIN APPLIED EUROPE SPA | 133073808
5001917 | LIQ.RECEIVER 18LT RS1-R018/S-132013951 | 22844 | DAIKIN APPLIED EUROPE SPA | 132013951
5001918 | CONDENSER HEAD GASKET | 22844 | DAIKIN APPLIED EUROPE SPA | E44131906
5001919 | O-RING ID=47,63 OD=54,69 t=3,53mm | 22844 | DAIKIN APPLIED EUROPE SPA | E44130152
5001921 | Complete connector + pins | 22844 | DAIKIN APPLIED EUROPE SPA | 129100074
5001927 | PCOB0000F0 pCO LON FTT10 port | 22844 | DAIKIN APPLIED EUROPE SPA | 129150092
5001928 | Evaporator EV 35110099 | 22844 | DAIKIN APPLIED EUROPE SPA | 135004262
5001929 | SCREW FOR FLANGE 10 x 1.25 x 35 | 22844 | DAIKIN APPLIED EUROPE SPA | E10125350
5001933 | FLTR-DRIER LIQ LINE PARTS KIT 2-CORE | 22844 | DAIKIN APPLIED EUROPE SPA | K-RC960-D
5001935 | ELEC. EXP. VALVE ETS100B 28x35/CE | 22844 | DAIKIN APPLIED EUROPE SPA | 131009217[A]
5001936 | Contactor 230V 3RT1516-1AP00 | 22844 | DAIKIN APPLIED EUROPE SPA | SP-132015098
5001939 | Safety valve 200-OD5 32,4 Bar | 22844 | DAIKIN APPLIED EUROPE SPA | 131038291
5001940 | HSA167 3.0VR-60 400v.R134 110 | 22844 | DAIKIN APPLIED EUROPE SPA | M330565579
5001941 | MAIN SWITCH VC5P/3P 1000A | 22844 | DAIKIN APPLIED EUROPE SPA | SP-TEC-VC5P1000A
5001945 | COIL GUARD KIT - OPCG | 22844 | DAIKIN APPLIED EUROPE SPA | 54473
5001946 | PHE DV200-58D/220+BT | 22844 | DAIKIN APPLIED EUROPE SPA | 137013016[A]
5001962 | HSA205 145KW.400V/NO'O.F OVH | 22844 | DAIKIN APPLIED EUROPE SPA | RT50234003
5001967 | Rubber antiv. Mounts BSB125 M16 | 22844 | DAIKIN APPLIED EUROPE SPA | 133204035
5001968 | RUBBER ISOLATOR AMC BSB160 M20 | 22844 | DAIKIN APPLIED EUROPE SPA | 133204040
5001971 | FAN SPEED CONTR. INTEA PRI641 25A 400Vac | 22844 | DAIKIN APPLIED EUROPE SPA | SP-131093087
5001972 | VL160N 3X160A | 22844 | DAIKIN APPLIED EUROPE SPA | 3VL27161AP330AA0
5001973 | EMERGENCY STOP SWITCH | 22844 | DAIKIN APPLIED EUROPE SPA | SP-132015079
5001974 | SCREWS M16X1.5X135 | 22844 | DAIKIN APPLIED EUROPE SPA | E161570001
5001978 | COMPRESSOR SOUND CABINET | 22844 | DAIKIN APPLIED EUROPE SPA | 139499080
5001979 | CONDENSER COIL CU | 22844 | DAIKIN APPLIED EUROPE SPA | 234710011
5001980 | EVAP 35191111 | 22844 | DAIKIN APPLIED EUROPE SPA | 133013814
5001986 | COMPRESSOR CASING MQCS 908 | 22844 | DAIKIN APPLIED EUROPE SPA | 220001016
5001987 | WOODEN BOX FOR COMPRESSOR CASING | 22844 | DAIKIN APPLIED EUROPE SPA | 132007273
5001988 | RIGHT HAND DOOR ALS 520.4 | 22844 | DAIKIN APPLIED EUROPE SPA | 119406025
5001989 | PUMP LOWARA FCE80-125/3.0KW. | 22844 | DAIKIN APPLIED EUROPE SPA | 132017007
5001990 | EVAP SWEP V80-86M/220V+BT | 22844 | DAIKIN APPLIED EUROPE SPA | 137013022
5001991 | CONTACTOR 230V 3RT1054-6AP36 | 22844 | DAIKIN APPLIED EUROPE SPA | SP-132015096
5001992 | EVAPORATOR E32110088 DX 110/20 PED 4F/K6 | 22844 | DAIKIN APPLIED EUROPE SPA | 133099399
5001993 | PACKING | 22844 | DAIKIN APPLIED EUROPE SPA | 130609217
5001994 | PACKING | 22844 | DAIKIN APPLIED EUROPE SPA | 130609216
5001995 | HSS4224 3.0VR-E R134a 115V | 22844 | DAIKIN APPLIED EUROPE SPA | M350999321
5001996 | MAIN SWITCH HANDLE | 22844 | DAIKIN APPLIED EUROPE SPA | SP-TEC-18223
5001997 | TRANSF .500VA P400V/S115V 93TRMI500-65 | 22844 | DAIKIN APPLIED EUROPE SPA | SP-131045026
5001998 | PRIMARY TRANSF PROTECTION FUSE HOLDER | 22844 | DAIKIN APPLIED EUROPE SPA | SP-131027011
5001999 | AUX CIRCUIT PROTECTION FUSE HOLDER | 22844 | DAIKIN APPLIED EUROPE SPA | SP-132015100
5002000 | AUX CIRCUIT PROTECTION FUSE HOLDER | 22844 | DAIKIN APPLIED EUROPE SPA | WE-101100
5002001 | PUMP LOWARA FCE80-125/3.0Kw | 22844 | DAIKIN APPLIED EUROPE SPA | 132017007
5002003 | AUXILIARY TRANSFORMER VARISTOR | 22844 | DAIKIN APPLIED EUROPE SPA | W-940152
5002004 | EMERGENCY STOP SWITCH 3SB3000-1CA11 | 22844 | DAIKIN APPLIED EUROPE SPA | SP-132015079
5002005 | KEYPAD/DISPLAY PCOIMQ0CBB | 22844 | DAIKIN APPLIED EUROPE SPA | SP-129150087-DAIKIN
5002006 | CONTROL PANEL VENTILATION FAN | 22844 | DAIKIN APPLIED EUROPE SPA | 11125002000
5002021 | LIQUID INJECTION LINE | 22844 | DAIKIN APPLIED EUROPE SPA | 219321001
5002022 | RUBBER ANTIV. MOUNTS 786011M-60SHOREM16 | 22844 | DAIKIN APPLIED EUROPE SPA | 133202002
5002023 | INVERTER 4Kw AHINVERTER00400KW1 | 22844 | DAIKIN APPLIED EUROPE SPA | AHINVERTER00400KW1
5002054 | EVAP HEAD KIT | 22844 | DAIKIN APPLIED EUROPE SPA | KIT-EV32AGR
5002055 | Aux contact Benshaw | 22844 | DAIKIN APPLIED EUROPE SPA | RSC-A100
5002056 | VALVE SUCTION LINE (c/w FLANGES) | 22844 | DAIKIN APPLIED EUROPE SPA | 225016016
5002057 | EMPTY CONTROL BOX | 22844 | DAIKIN APPLIED EUROPE SPA | 135008500-CASSONE
5002059 | COIL GUARD KIT - OPCG | 22844 | DAIKIN APPLIED EUROPE SPA | DK2PW11036-1 A
5002060 | BOLT M16 | 22844 | DAIKIN APPLIED EUROPE SPA | 130328237
5002062 | EVAPORATOR EV32200077M | 22844 | DAIKIN APPLIED EUROPE SPA | 133099400
5002069 | CONDENSER COIL (AL) DX 6300x3x14 44F | 22844 | DAIKIN APPLIED EUROPE SPA | 135003353-SP
5002070 | CONDENSER COIL (AL) DX 3600x3x14 44F | 22844 | DAIKIN APPLIED EUROPE SPA | 135003365
5002071 | CONDENSER COIL (AL) DX 5400x3x14 44F | 22844 | DAIKIN APPLIED EUROPE SPA | 135003337
5002072 | CONDENSER COIL (AL) DX 2700x3x14 44F/3F | 22844 | DAIKIN APPLIED EUROPE SPA | 135003389
5002074 | CONDENSER SXAC2700X4X12/44 | 22844 | DAIKIN APPLIED EUROPE SPA | 135003458
5002083 | Water pressure vessel 8lt | 22844 | DAIKIN APPLIED EUROPE SPA | 000015484
5002084 | 808 2C(111/45KW)R22A110/C.OVH | 22844 | DAIKIN APPLIED EUROPE SPA | RT38010890
5002085 | FUSE DII E27 6A/500V | 22844 | DAIKIN APPLIED EUROPE SPA | 5SB131
5002086 | FUSE BASE E27 - 3521.000 - RITTAL | 22844 | DAIKIN APPLIED EUROPE SPA | 3521.000
5002087 | FUSE BASE COVER- 3428.000 RITTAL | 22844 | DAIKIN APPLIED EUROPE SPA | 3428.000
5002088 | SIDE COVER | 22844 | DAIKIN APPLIED EUROPE SPA | 3093.000
5002089 | SCREW TYPE FUSE CAPS E27 | 22844 | DAIKIN APPLIED EUROPE SPA | 5SH1221
5002090 | 3100 RETROFIT KIT 2 CIRCUITS | 22844 | DAIKIN APPLIED EUROPE SPA | 888001006
5002091 | 3100 RETROFIT KIT 3 CIRCUITS | 22844 | DAIKIN APPLIED EUROPE SPA | 3CIRETR-KIT3100
5002092 | 3100 RETROFIT KIT 4 CIRCUITS | 22844 | DAIKIN APPLIED EUROPE SPA | 4CIRETR-KIT3100
5002105 | PUMP LOWARA FCTE80-160/7,5Kw | 22844 | DAIKIN APPLIED EUROPE SPA | 132017030
5002106 | OIL SEP D.457 2IN PED (CIRC.2) | 22844 | DAIKIN APPLIED EUROPE SPA | 132013869-1
5002107 | OIL SEP D.457 2IN PED (CIRC.1) | 22844 | DAIKIN APPLIED EUROPE SPA | 132013870-1
5002108 | CONDENSER C2216-347 | 22844 | DAIKIN APPLIED EUROPE SPA | C2216-347K
5002109 | Adaptionkit FR4 compressor circ 2-4 /HSA | 22844 | DAIKIN APPLIED EUROPE SPA | 225010202 /HSA 220
5002114 | CONNECTOR | 22844 | DAIKIN APPLIED EUROPE SPA | 042N0156
5002115 | PUMP LOWARA FCTE80-200/11 KW. | 22844 | DAIKIN APPLIED EUROPE SPA | 132017031
5002116 | MQCS808 PW R407C 2PC.AU220V | 22844 | DAIKIN APPLIED EUROPE SPA | N40020885
5002117 | EXPANSION VALVE 250 TON.D.67 FT2010-1 'A | 22844 | DAIKIN APPLIED EUROPE SPA | 735048626
5002174 | CONDENSER COIL AL-3R-DX/6F-XN/100-110-HA | 22844 | DAIKIN APPLIED EUROPE SPA | 135700012
5002175 | FUSE 5A D.2,3X8 FOR MICROTECH | 22844 | DAIKIN APPLIED EUROPE SPA | 131029080
5002176 | SUPPORT BEARING MQC/S 8/900 | 22844 | DAIKIN APPLIED EUROPE SPA | 132011004
5002177 | DISCHARGE PIPE (1) WHS | 22844 | DAIKIN APPLIED EUROPE SPA | 215006253
5002180 | BALL VALVE 6590/M42 D42 | 22844 | DAIKIN APPLIED EUROPE SPA | 130814068
5002181 | DISCHARGE SHUT-OFF VALVE | 22844 | DAIKIN APPLIED EUROPE SPA | 130814083
5002182 | SOLENOID VALVE ASSY EVRH15(VALVE+COIL) | 22844 | DAIKIN APPLIED EUROPE SPA | 131008040
5002183 | DISCH FLANGE DN100/PN40 | 22844 | DAIKIN APPLIED EUROPE SPA | 131202022
5002184 | SUCTION FLANGE | 22844 | DAIKIN APPLIED EUROPE SPA | E44060013
5002185 | SUCTION FLANGE | 22844 | DAIKIN APPLIED EUROPE SPA | E44060020
5002186 | DISCHARGE FLANGE D76 | 22844 | DAIKIN APPLIED EUROPE SPA | E44060159
5002187 | DISCHARGE BUSH D89 | 22844 | DAIKIN APPLIED EUROPE SPA | AE44070015
5002188 | SUCTION BUSH | 22844 | DAIKIN APPLIED EUROPE SPA | E44070019
5002189 | SUCTION BUSH | 22844 | DAIKIN APPLIED EUROPE SPA | E44070027
5002190 | SUCTION BUSH | 22844 | DAIKIN APPLIED EUROPE SPA | E44070040
5002191 | DISTRIBUTOR GASKET | 22844 | DAIKIN APPLIED EUROPE SPA | E44132771
5002192 | DISTRIBUTOR GASKET | 22844 | DAIKIN APPLIED EUROPE SPA | E44133271
5002193 | DISTRIBUTOR GASKET | 22844 | DAIKIN APPLIED EUROPE SPA | E44134072
5002194 | DISTRIBUTOR GASKET | 22844 | DAIKIN APPLIED EUROPE SPA | E44135072
5002195 | CONDENSER HEAD GASKET | 22844 | DAIKIN APPLIED EUROPE SPA | E44134510
5002196 | CONDENSER HEAD GASKET | 22844 | DAIKIN APPLIED EUROPE SPA | E44135559
5002197 | GAS OUTLET O-RING | 22844 | DAIKIN APPLIED EUROPE SPA | AE44136600
5002198 | EVAPORATOR HEATER | 22844 | DAIKIN APPLIED EUROPE SPA | E44194011
5002199 | EVAPORATOR HEATER 20x60 110V | 22844 | DAIKIN APPLIED EUROPE SPA | E44196011
5002200 | HSA235 400V-R410a-115V | 22844 | DAIKIN APPLIED EUROPE SPA | P330480101
5002201 | HSA220 400V-R410a-115V | 22844 | DAIKIN APPLIED EUROPE SPA | P330480102
5002202 | HSA205 400V-R410A-115V | 22844 | DAIKIN APPLIED EUROPE SPA | P330480103
5002203 | HSW3218 2.2VR 138KW-R410-115V | 22844 | DAIKIN APPLIED EUROPE SPA | P330870602
5002204 | M.S. HJ2LT-120VAC + HC4SFDI | 22844 | DAIKIN APPLIED EUROPE SPA | SP-129100267
5002205 | FUSE HOLDER NH 2 400A / 03693 | 22844 | DAIKIN APPLIED EUROPE SPA | SP-131027029
5002206 | FUSE HOLDER 3NP4476-1CG01 | 22844 | DAIKIN APPLIED EUROPE SPA | SP-131027031
5002207 | FUSE DII E27 4A/1221004 | 22844 | DAIKIN APPLIED EUROPE SPA | SP-131029006
5002208 | TRANSFORMER 115v-24v 100va | 22844 | DAIKIN APPLIED EUROPE SPA | SP-131045118
5002209 | RELAY 55-250A / 3RB2066-1GC2 | 22844 | DAIKIN APPLIED EUROPE SPA | SP-132015082
5002210 | CIRC.BREAK. 230/400V 6KA 1P 4A 5SY6104-7 | 22844 | DAIKIN APPLIED EUROPE SPA | SP-132015101
5002211 | MAIN SWITCH VC5P/3P-800A | 22844 | DAIKIN APPLIED EUROPE SPA | SP-TEC-VC5P800A
5002229 | RUBBER ANTI VIBR MOUNT BSB 110 M16 505H | 22844 | DAIKIN APPLIED EUROPE SPA | 133204037
5002230 | Fan assy FE080-SDA6N2NV/BPG | 22844 | DAIKIN APPLIED EUROPE SPA | 132605045-E
5002231 | DISCHARGE PIPE WITH FLANGE | 22844 | DAIKIN APPLIED EUROPE SPA | 225011578
5002232 | Check valve .DN100 PN40 H=64 | 22844 | DAIKIN APPLIED EUROPE SPA | 131090211
5002254 | O-RING TEFL. 1" | 22844 | DAIKIN APPLIED EUROPE SPA | 130604003
5002255 | O-RING C0873-70 24,2x3,0 | 22844 | DAIKIN APPLIED EUROPE SPA | 130611487
5002256 | FITTING 1.0625x1.1/4" | 22844 | DAIKIN APPLIED EUROPE SPA | 132010052
5002283 | SPRING ANTIVIBRATION MOUNT | 22844 | DAIKIN APPLIED EUROPE SPA | 54980
5002290 | Fuse base NH00 33198 | 22844 | DAIKIN APPLIED EUROPE SPA | 131028069
5002291 | RESET DEMAND+ALARM DISPOSITIV | 22844 | DAIKIN APPLIED EUROPE SPA | 129622024
5002350 | FAN ASSY 80AC/6/6/36 D100/137-2,1KW | 22844 | DAIKIN APPLIED EUROPE SPA | 132605155
5002363 | CAPAC IND KIT SELF SET HS4200 | 22844 | DAIKIN APPLIED EUROPE SPA | 95822-415
5002373 | CVSTDUM0R0 USB RS485 CONV NETW | 22844 | DAIKIN APPLIED EUROPE SPA | 129150204
5002381 | TIME DELAY RELAY 10-300 SEC | 22844 | DAIKIN APPLIED EUROPE SPA | 131021020
5002384 | SHUT-OFF VL.. D35+FLANGE+BUSH | 22844 | DAIKIN APPLIED EUROPE SPA | E44070080
5002385 | ELBOW FITTING MF 1/2x1/2NPT | 22844 | DAIKIN APPLIED EUROPE SPA | 130855010
5002386 | ANTIV.RUBBER MOUNTS M16 60SH | 22844 | DAIKIN APPLIED EUROPE SPA | 133204038
5002387 | EVAPORATOR RUBBER MOUNTS | 22844 | DAIKIN APPLIED EUROPE SPA | 132013731
5002399 | EXPANSION VALVE MAIN 350 TON | 22844 | DAIKIN APPLIED EUROPE SPA | 735048627
5002400 | SOUND CABINET OV08--06613 | 22844 | DAIKIN APPLIED EUROPE SPA | 128899027-RIC
5002403 | SHUT-OFF VALVE 4 | 22844 | DAIKIN APPLIED EUROPE SPA | VS050A81A032
5002418 | EVAP SWEP DV47-86D/220+BT | 22844 | DAIKIN APPLIED EUROPE SPA | 137013018
5002419 | SOL VALVE 16D17B(s.b)Sal.54 4 | 22844 | DAIKIN APPLIED EUROPE SPA | 131050015
5002420 | COIL GUARD KIT - OPCG EWAP280MBYNN | 22844 | DAIKIN APPLIED EUROPE SPA | DK2PW11035-1A
5002421 | COIL GUARD KIT - OPCG EWAP400MBYNN | 22844 | DAIKIN APPLIED EUROPE SPA | DK2PW11036-1A
5002424 | CONTR.BOARD MCHCOMP2A0 CAREL | 22844 | DAIKIN APPLIED EUROPE SPA | 129150003
5002425 | GLAND SEAL KIT HSO3200 | 22844 | DAIKIN APPLIED EUROPE SPA | 7314-601
5002426 | STATOR 145kw 400V FR4 | 22844 | DAIKIN APPLIED EUROPE SPA | M350233702
5002427 | TERMINAL BOX | 22844 | DAIKIN APPLIED EUROPE SPA | 133801112
5002431 | EMC FILTER KEB | 22844 | DAIKIN APPLIED EUROPE SPA | 28.E4.T60-1001
5002432 | TERM BOX K138 | 22844 | DAIKIN APPLIED EUROPE SPA | 133801122
5002435 | OIL LINE SEP.GS400 + S.GLASS ROTAL CONN | 22844 | DAIKIN APPLIED EUROPE SPA | 132010103
5002436 | OIL LINE SEP.GS400 + S.GLASS FLANGE CONN | 22844 | DAIKIN APPLIED EUROPE SPA | 132010104
5002438 | CABLE CS 25 | 22844 | DAIKIN APPLIED EUROPE SPA | CR-25-230
5002439 | DISCHARGE VALVE HOUSING | 22844 | DAIKIN APPLIED EUROPE SPA | 210001156
5002440 | SUCTION VALVE HOUSING | 22844 | DAIKIN APPLIED EUROPE SPA | 210001155
5002441 | CYLINDER D100 | 22844 | DAIKIN APPLIED EUROPE SPA | 132009004
5002442 | DISCHARGE VALVE SEAT D100 | 22844 | DAIKIN APPLIED EUROPE SPA | 132010001
5002443 | DISCHARGE VALVE ASS'Y D100 | 22844 | DAIKIN APPLIED EUROPE SPA | 220010005
5002444 | U-CLIP D100 | 22844 | DAIKIN APPLIED EUROPE SPA | 132002005
5002445 | GASKET/O RING KIT WSC063 | 22844 | DAIKIN APPLIED EUROPE SPA | 228302675
5002446 | EXP VALVE V.ESP.250T-D67/Y1231SEHI 21x21 | 22844 | DAIKIN APPLIED EUROPE SPA | 330386205
5002447 | CHECK VALVE 3" CE/PN40-NEW TYPE | 22844 | DAIKIN APPLIED EUROPE SPA | 131090202
5002448 | GASKET x CHECK VALVE PN40 | 22844 | DAIKIN APPLIED EUROPE SPA | 130609274
5002449 | EVAPORATOR EV50270777 BRINE | 22844 | DAIKIN APPLIED EUROPE SPA | 135004469
5002451 | MUFFLER | 22844 | DAIKIN APPLIED EUROPE SPA | MUFFLER-RETROFIT
5002497 | STRAIGHT JOINT | 22844 | DAIKIN APPLIED EUROPE SPA | 130816002
5002498 | SUCTION VALVE SPRING | 22844 | DAIKIN APPLIED EUROPE SPA | 132002023
5002565 | COMPRESSOR SUCTION BUSH | 22844 | DAIKIN APPLIED EUROPE SPA | 84344-311
5002566 | DISCHARGE LINE SHUT-OFF VALVE | 22844 | DAIKIN APPLIED EUROPE SPA | 130814007
5002567 | DISTRIBUTOR GASKET | 22844 | DAIKIN APPLIED EUROPE SPA | E44135073
5002568 | DISTRIBUTOR GASKET | 22844 | DAIKIN APPLIED EUROPE SPA | E44135074
5002569 | EVAPORATOR HEATER 20x60 170W 230V | 22844 | DAIKIN APPLIED EUROPE SPA | E44196023
5002570 | HIGH PR. SWICH PS3-B6S / 21BAR | 22844 | DAIKIN APPLIED EUROPE SPA | 133010180
5002571 | FUSE HOLDER | 22844 | DAIKIN APPLIED EUROPE SPA | SP-131027011
5002572 | BOLT M10x1.25x45 | 22844 | DAIKIN APPLIED EUROPE SPA | E10125450
5002575 | MAIN SWITCH VC5P/3P 1000A | 22844 | DAIKIN APPLIED EUROPE SPA | SP-TEC-VC5P1000A
5002577 | EST.OIL M.ARCTIC 68 20LT CAN | 22844 | DAIKIN APPLIED EUROPE SPA | 132901055
5002578 | PCO200KEY0 KEY PROGR.PCO2 | 22844 | DAIKIN APPLIED EUROPE SPA | 129150219
5002582 | PHE B12M-62P | 22844 | DAIKIN APPLIED EUROPE SPA | 132811149
5002583 | PHE B12M-72P | 22844 | DAIKIN APPLIED EUROPE SPA | 5002583
5002584 | EVAPORATOR DV58-118D ins Sp20/MNG | 22844 | DAIKIN APPLIED EUROPE SPA | 137013053
5002586 | EV40271111 COIB-10MM 110V PED | 22844 | DAIKIN APPLIED EUROPE SPA | 135004493
5002587 | EV40211212 COIB-10MM 110v PED | 22844 | DAIKIN APPLIED EUROPE SPA | 135004494
5002590 | 256MB PC Assy IDE Flash | 22844 | DAIKIN APPLIED EUROPE SPA | 330277301-FLASH
5002591 | HSA197 3.0VR-60 400V.R134 110V OVH | 22844 | DAIKIN APPLIED EUROPE SPA | RT30565511
5002593 | Condenser coil AC 1800x4x12/44 | 22844 | DAIKIN APPLIED EUROPE SPA | 135003470
5002594 | FAN MOTOR TFE800-95 2-SPEED | 22844 | DAIKIN APPLIED EUROPE SPA | 139410316-MOTOR
5002595 | FAN MOTOR 0,75KW ADS02HCW | 22844 | DAIKIN APPLIED EUROPE SPA | AHMT00075F0080B4PL1
5002596 | BATT.(AC) SX 4500x3x14 44F 3c. | 22844 | DAIKIN APPLIED EUROPE SPA | 135003394
5002597 | Screw and bolt kit | 22844 | DAIKIN APPLIED EUROPE SPA | COMME0561
5002602 | TERMINAL BOX McEnergy 3100 | 22844 | DAIKIN APPLIED EUROPE SPA | 139555101
5002606 | RETROF.MICR.II(CENTR.MONO)50HZ | 22844 | DAIKIN APPLIED EUROPE SPA | 228302682[A]
5002607 | RETROF.MICR.II(CENTR.DUAL)50HZ | 22844 | DAIKIN APPLIED EUROPE SPA | 228302683
5002723 | Tubes 3/4'4877 16'CU-F22 31B GEW | 22844 | DAIKIN APPLIED EUROPE SPA | 132020964
5002724 | FAN ASSY A8D800-AD01-01 | 22844 | DAIKIN APPLIED EUROPE SPA | 139410326-E-RIC
5002725 | PLATE HEAT EXCHANGER DS400-146D IS20 | 22844 | DAIKIN APPLIED EUROPE SPA | 137013054
5002731 | CABLEKIT | 22844 | DAIKIN APPLIED EUROPE SPA | CABLEKIT
5002752 | STATOR 82kw 400V Ø314x255 HS3200 | 22844 | DAIKIN APPLIED EUROPE SPA | M330563268
5002761 | PUMP LOWARA FCTE50-160/3.0kW | 22844 | DAIKIN APPLIED EUROPE SPA | 132017022
5002762 | EVAPORATOR EV32110099 110V PED | 22844 | DAIKIN APPLIED EUROPE SPA | 134014166
5002766 | DAMPER H=1110 W=1700-Galv | 22844 | DAIKIN APPLIED EUROPE SPA | AHDP1110X1700AEH1LZ
5002767 | DAMPER H=1110 W=1700-GALVANIZED | 22844 | DAIKIN APPLIED EUROPE SPA | AHDP0710X1600AEH1LZ
5002768 | HANDLE x VC5P 3X1600A | 22844 | DAIKIN APPLIED EUROPE SPA | SP-TEC-18833
5002770 | CONDENSER COIL (AL) SX 3600x2x16 44F/4F | 22844 | DAIKIN APPLIED EUROPE SPA | 135003401[B]-SP
5002773 | MOTOR PROTECTION T-LT3SE00M 230V | 22844 | DAIKIN APPLIED EUROPE SPA | T-LT3SE00M
5002777 | REVERSE PHASE PROT | 22844 | DAIKIN APPLIED EUROPE SPA | 131093021
5002778 | ADJUSTABLE PHASE PROTECTOR | 22844 | DAIKIN APPLIED EUROPE SPA | SP-132015091
5002780 | HARTING CONNECTOR PLUG | 22844 | DAIKIN APPLIED EUROPE SPA | 129100072
5002782 | Fan kit for electrical box | 22844 | DAIKIN APPLIED EUROPE SPA | 129620175
5003253 | O RING 24.5 I/D X 30.5 O/D(3MM SECT | 22844 | DAIKIN APPLIED EUROPE SPA | 7316-119
5003254 | OIL FILTER ELEMENT 270-F-223X | 22844 | DAIKIN APPLIED EUROPE SPA | 7384-152
5003255 | OIL FILTER ELEMENT 370-Z-323H | 22844 | DAIKIN APPLIED EUROPE SPA | 7384-155
5003256 | GASKET KIT FOR HA4A & HSA | 22844 | DAIKIN APPLIED EUROPE SPA | N33070022
5003257 | MQCS908 2C R134A AUX 220V | 22844 | DAIKIN APPLIED EUROPE SPA | N38010980
5003258 | COMPRESSEUR MQCS606 | 22844 | DAIKIN APPLIED EUROPE SPA | MQCS606
5003259 | TRANSFO SINUS FN5010-24-99/400V | 22844 | DAIKIN APPLIED EUROPE SPA | 132609002
5003260 | STATORIC RESIST.WITH BOX HP122/380V | 22844 | DAIKIN APPLIED EUROPE SPA | 230009046
5003261 | ADI BOARD (for 3 circuits Unit) | 22844 | DAIKIN APPLIED EUROPE SPA | 129100293
5003262 | STATORIC RESIST.WITH BOX HP 75/380V | 22844 | DAIKIN APPLIED EUROPE SPA | 230009044
5003263 | PILOT VALVE FOR THERM.VALVE TCLE300 | 22844 | DAIKIN APPLIED EUROPE SPA | 131012001
5003264 | DRIVER EXV BATTERY EVBAT00000 | 22844 | DAIKIN APPLIED EUROPE SPA | 129150090
5003265 | FAN MOTOR CONDENSER | 22844 | DAIKIN APPLIED EUROPE SPA | 132605052
5003266 | SUCTION VALVE HOUSING MQCS 600 | 22844 | DAIKIN APPLIED EUROPE SPA | 210001103
5003267 | FILTER DRIER CLOSED COVER | 22844 | DAIKIN APPLIED EUROPE SPA | 220502009
5003268 | CONNECTING ROD KIT FOR MQCS600 | 22844 | DAIKIN APPLIED EUROPE SPA | 220009015
5003269 | PROTECTION GUARD (ALR035-095) | 22844 | DAIKIN APPLIED EUROPE SPA | 132013175
5003270 | FAN PROTECTION GUARD (DIA:800) | 22844 | DAIKIN APPLIED EUROPE SPA | 132013171
5003271 | ELECTROMAGNETIC RELAY | 22844 | DAIKIN APPLIED EUROPE SPA | 131069001
5003272 | MICROTECH PCO2 LARGE C PLUS | 22844 | DAIKIN APPLIED EUROPE SPA | 129150174
5003273 | THERM.EXP.VALVE ALCO POS-100 H1 | 22844 | DAIKIN APPLIED EUROPE SPA | 131013005
5003274 | SOLENOID VALVE ASCO 110 V / 50 HZ | 22844 | DAIKIN APPLIED EUROPE SPA | 2634-371
5003275 | THERM.EXP.VALVE ASSY PHTX 85-30 | 22844 | DAIKIN APPLIED EUROPE SPA | 131011015
5003276 | CARBON RING FOR SEAL PLATE (OLD) | 22844 | DAIKIN APPLIED EUROPE SPA | 132011012
5003277 | THERM.EXP.VALVE ALCO POS-75 H1 | 22844 | DAIKIN APPLIED EUROPE SPA | 131013004
5003278 | OIL PUMP ASSY MQCS600 | 22844 | DAIKIN APPLIED EUROPE SPA | 220010051
5003279 | TRANSFO SINUS FN5010-13-99/400V | 22844 | DAIKIN APPLIED EUROPE SPA | 132609001
5003280 | O RING MOTOR COVER MQCS800 | 22844 | DAIKIN APPLIED EUROPE SPA | 130601462
5003281 | TERMINAL PLATE ASSY for 2C(800/900) | 22844 | DAIKIN APPLIED EUROPE SPA | 220010014
5003282 | OIL PUMP ASSY MQC800(PMP0300 E) | 22844 | DAIKIN APPLIED EUROPE SPA | 220010072
5003283 | EPROM CLK 32 DALLAS DS 1244Y-150 | 22844 | DAIKIN APPLIED EUROPE SPA | 129100383
5003284 | FAN MOTOR WOODS 0,65-0,37 Kw | 22844 | DAIKIN APPLIED EUROPE SPA | 131020026
5003285 | ALARM KIT 220V FOR DUAL/TWIN | 22844 | DAIKIN APPLIED EUROPE SPA | 132012066
5003286 | REGULATEUR INTEA 20 A. / 400 VAC | 22844 | DAIKIN APPLIED EUROPE SPA | SP-131093079
5003287 | FILTER DRIER OPEN COVER | 22844 | DAIKIN APPLIED EUROPE SPA | 220502008
5003288 | PROTECTION GUARD (ALR035-095) | 22844 | DAIKIN APPLIED EUROPE SPA | 132013176
5003289 | SOLENOID VALVE 110V 1 1/8 ODS | 22844 | DAIKIN APPLIED EUROPE SPA | 131008005
5003290 | GASKET KIT FOR FRAME 4 SCREWCOMP. | 22844 | DAIKIN APPLIED EUROPE SPA | 128810990
5003291 | THRUST COLLAR MQCS600 | 22844 | DAIKIN APPLIED EUROPE SPA | 220008004
5003292 | TIME DELAY RELAY 220 VAC/150 SEC | 22844 | DAIKIN APPLIED EUROPE SPA | 133010024
5003293 | EVAPORATOR TUBE HOLDER | 22844 | DAIKIN APPLIED EUROPE SPA | 223402441
5003294 | FAN PROTECTION GUARD (dia : 800 mm) | 22844 | DAIKIN APPLIED EUROPE SPA | 132013177
5003295 | DISCHARGE OIL FILTER ASSY + REGUL. | 22844 | DAIKIN APPLIED EUROPE SPA | 220010040
5003296 | FAN SHAFT (L:377MM/DIA:30MM) | 22844 | DAIKIN APPLIED EUROPE SPA | 212502633
5003297 | TIME DELAY RELAY M2L 220V (ou TRL) | 22844 | DAIKIN APPLIED EUROPE SPA | 131021012
5003298 | SUPPORT WITH BALL BEARING NP 205 | 22844 | DAIKIN APPLIED EUROPE SPA | 132804032
5003299 | PUMP + BEARING HOUSING MQC 800 | 22844 | DAIKIN APPLIED EUROPE SPA | 220010010
5003300 | EVAPORATOR PLATE GASKET 530 MM | 22844 | DAIKIN APPLIED EUROPE SPA | 220416004
5003301 | THERMISTOR SENSOR 100MT (PRECON) | 22844 | DAIKIN APPLIED EUROPE SPA | 229100151
5003302 | SOLENOID VALVE EVR15 / 110V / 5/8 | 22844 | DAIKIN APPLIED EUROPE SPA | 131008029
5003303 | EVAPORATOR PLATE GASKET D.412 | 22844 | DAIKIN APPLIED EUROPE SPA | 130607030
5003304 | SLIDE TRANSDUCER SLCD-M1/F70 | 22844 | DAIKIN APPLIED EUROPE SPA | 129100175
5003305 | FAN DIA 1100 mm / F4S-4P.20G | 22844 | DAIKIN APPLIED EUROPE SPA | 132604037
5003306 | PUMP END BEARING HOUS. MQCS800 | 22844 | DAIKIN APPLIED EUROPE SPA | 220010024
5003307 | CAST IRON ELEMENT STAT.RES.B10/B20 | 22844 | DAIKIN APPLIED EUROPE SPA | 110601005
5003308 | DISCHARGE OIL FILTER NEW MODEL | 22844 | DAIKIN APPLIED EUROPE SPA | 132004073
5003309 | EVAPORATOR PLATE GASKET 640 MM | 22844 | DAIKIN APPLIED EUROPE SPA | 220416005
5003310 | TIME DELAY RELAY 220 V/SAS/2 SEC | 22844 | DAIKIN APPLIED EUROPE SPA | 133010031
5003311 | POTENTIOMETRIC THERMOST.(T991A-1525 | 22844 | DAIKIN APPLIED EUROPE SPA | 131031025
5003312 | EVAPORATOR PLATE GASKET DIA. 528 | 22844 | DAIKIN APPLIED EUROPE SPA | 130607007
5003313 | GASKET KIT MQCS 8/900 PW/2C UNLOAD | 22844 | DAIKIN APPLIED EUROPE SPA | 230009055
5003314 | TRANSDUCER CVT-DIN AVA5AA02 | 22844 | DAIKIN APPLIED EUROPE SPA | 131093082
5003315 | KIT RETROFIT SURGE PROTECT. WSC | 22844 | DAIKIN APPLIED EUROPE SPA | 228810369
5003316 | BY-PASS VALVE 3/4 NPT 25 BAR | 22844 | DAIKIN APPLIED EUROPE SPA | 131075003
5003317 | COUPLING BOX ELECTRIC MOTOR SIDE | 22844 | DAIKIN APPLIED EUROPE SPA | 132006003
5003318 | BOTTOM COVER GASKET | 22844 | DAIKIN APPLIED EUROPE SPA | 130609022
5003319 | EVAPORATOR PLATE GASKET D.424MM | 22844 | DAIKIN APPLIED EUROPE SPA | 130607005
5003320 | TIME DELAY RELAY SAS/220v/60S | 22844 | DAIKIN APPLIED EUROPE SPA | 133010012
5003321 | HEATER SHEATH WITH FLANGE OLD TYPE | 22844 | DAIKIN APPLIED EUROPE SPA | 220010053
5003322 | HORIZONTAL PISTON COVER PLATE | 22844 | DAIKIN APPLIED EUROPE SPA | 210002066
5003323 | CYLINDER HEAD GASKET MQCS600 | 22844 | DAIKIN APPLIED EUROPE SPA | 130609051
5003324 | OIL SEPARATION DISCHARGE LINE T | 22844 | DAIKIN APPLIED EUROPE SPA | 115005001
5003325 | DISCHARGE VALVE SEAT MQCS600 | 22844 | DAIKIN APPLIED EUROPE SPA | 210002047
5003326 | CONDENSER HEAD GASKET DIA 355 mm | 22844 | DAIKIN APPLIED EUROPE SPA | 130605035
5003327 | GAS BALL VALVE 1 1/2 | 22844 | DAIKIN APPLIED EUROPE SPA | 130806022
5003328 | DISCHARGE VALVE HOUSING MQCS 600 | 22844 | DAIKIN APPLIED EUROPE SPA | 210001104
5003329 | ANTIVIBRATION SPRING IT-V20 | 22844 | DAIKIN APPLIED EUROPE SPA | 133206005
5003330 | CABLE TEP. SENSOR | 22844 | DAIKIN APPLIED EUROPE SPA | 330418501
5003331 | CAST IRON ELEMENTS RS EG 3 | 22844 | DAIKIN APPLIED EUROPE SPA | 110601001
5003332 | CONTACT AUX. LATERAL LA8DN11 | 22844 | DAIKIN APPLIED EUROPE SPA | T31023053
5003333 | CONTACT AUX. LATERAL LA8DN20 | 22844 | DAIKIN APPLIED EUROPE SPA | T31023054
5003334 | CHECK VALVE PISTON COVER | 22844 | DAIKIN APPLIED EUROPE SPA | 210002059
5003335 | EXPANSION VALVE SPORLAN HVE 16-G | 22844 | DAIKIN APPLIED EUROPE SPA | 131009001
5003336 | CAPILLARY TUBE(L=5000 mm)2x6 1/4sae | 22844 | DAIKIN APPLIED EUROPE SPA | 120706013
5003337 | UNLOADING HEAD BY-PASS PISTON(VERT. | 22844 | DAIKIN APPLIED EUROPE SPA | 210002068
5003338 | OUTPUT BOARD 8P | 22844 | DAIKIN APPLIED EUROPE SPA | 129100312
5003339 | EVAPORATOR PLATE O RING | 22844 | DAIKIN APPLIED EUROPE SPA | 130601463
5003340 | RELAY TRA 0.1 S- 10 H | 22844 | DAIKIN APPLIED EUROPE SPA | 131021010
5003341 | SUCTION COVER SPACER MQCS808 | 22844 | DAIKIN APPLIED EUROPE SPA | 220099017
5003342 | CONDENSER HEAD GASKET DIA 392 mm | 22844 | DAIKIN APPLIED EUROPE SPA | 130605027
5003343 | VERTICAL PISTON GASKET UNLOAD.HEAD | 22844 | DAIKIN APPLIED EUROPE SPA | 130609045
5003344 | JUNCTION BOX COVER GASKET MQCS800 | 22844 | DAIKIN APPLIED EUROPE SPA | 130609026
5003345 | SAFETY VALVE 1NPT 22 BARS | 22844 | DAIKIN APPLIED EUROPE SPA | 131038088
5003346 | TIME DELAY RELAY | 22844 | DAIKIN APPLIED EUROPE SPA | 133010015
5003347 | SENSOR WELL for TEMP. SENSOR | 22844 | DAIKIN APPLIED EUROPE SPA | 133010030
5003348 | CAPILLARY TIGHTENING NIPPLE | 22844 | DAIKIN APPLIED EUROPE SPA | 132013300
5003349 | TIME DELAY RELAY | 22844 | DAIKIN APPLIED EUROPE SPA | 131021005
5003350 | O-RING 104,37X3,53 - R22 | 22844 | DAIKIN APPLIED EUROPE SPA | 130601243
5003351 | SPACER RING | 22844 | DAIKIN APPLIED EUROPE SPA | 210004004
5003352 | SAFETY VALVE 1/2NPT; 26,5 BARS | 22844 | DAIKIN APPLIED EUROPE SPA | 131038059
5003353 | SCREW M10 X 1.25 X 60 MM | 22844 | DAIKIN APPLIED EUROPE SPA | 130302325
5003354 | UNLOADING SOLENOID VALVE 110 V | 22844 | DAIKIN APPLIED EUROPE SPA | 131010052
5003355 | TIME DELAY RELAY | 22844 | DAIKIN APPLIED EUROPE SPA | 131021006
5003356 | MOTOR PROTECTION TEL.LT3-SE00M/220V | 22844 | DAIKIN APPLIED EUROPE SPA | 131072021
5003357 | FAN PRESSURE SWITCH 15/20 BARS | 22844 | DAIKIN APPLIED EUROPE SPA | 133010155
5003358 | MOTOR COVER GASKET MQCS600 | 22844 | DAIKIN APPLIED EUROPE SPA | 130609054
5003359 | EVAPOR. FLANGE E1408-10/1610-2010 | 22844 | DAIKIN APPLIED EUROPE SPA | 110302009
5003360 | ECONOMISER/ LIQUID INJECTION GASKET SET | 22844 | DAIKIN APPLIED EUROPE SPA | 95822-317
5003361 | HEATER X 0.618(400W/240V) | 22844 | DAIKIN APPLIED EUROPE SPA | 2858-639
5003362 | EVAPORATOR PLATE GASKET DIA 320 mm | 22844 | DAIKIN APPLIED EUROPE SPA | 130607027
5003363 | BOTTOM PLATE COVER GASKET | 22844 | DAIKIN APPLIED EUROPE SPA | 130609052
5003364 | DISCHARGE PIPE | 22844 | DAIKIN APPLIED EUROPE SPA | 226510074
5003365 | CAPILLARY TUBE CONNECTION | 22844 | DAIKIN APPLIED EUROPE SPA | 132013301
5003366 | FILTER DRIER CARTRIDGE | 22844 | DAIKIN APPLIED EUROPE SPA | 133301004
5003367 | LOCKING NUT M10 X 1,25 | 22844 | DAIKIN APPLIED EUROPE SPA | 130109026
5003368 | HOUR COUNTER 230V /2 VA | 22844 | DAIKIN APPLIED EUROPE SPA | 131032001
5003369 | CONDENSER FAN GUARD FC071 (MHP/ALR) | 22844 | DAIKIN APPLIED EUROPE SPA | 132013178
5003370 | EVAPORATOR PLATE GASKET DIA 376 mm | 22844 | DAIKIN APPLIED EUROPE SPA | 130607016
5003371 | TWO RIM PULLEY B TYPE (dia 300mm) | 22844 | DAIKIN APPLIED EUROPE SPA | 133677030
5003372 | CAPILLARY TUBE (D.4 x 1) | 22844 | DAIKIN APPLIED EUROPE SPA | 120706001
5003373 | DEFROST TIMER THERMOSTAT | 22844 | DAIKIN APPLIED EUROPE SPA | 131021015
5003374 | ANTIVIBRATION SPRING TYPE DV 620 | 22844 | DAIKIN APPLIED EUROPE SPA | 133206035
5003375 | BANDELLA | 22844 | DAIKIN APPLIED EUROPE SPA | 121012003
5003376 | FUSE 50 AMP NH00C-gG(taille00) | 22844 | DAIKIN APPLIED EUROPE SPA | 131030003
5003377 | PIPE ADAPTER BUSH (dia 80 - 54 mm) | 22844 | DAIKIN APPLIED EUROPE SPA | 223502008
5003378 | SHUT-OFF VALVE COMPRES. DIA 42 | 22844 | DAIKIN APPLIED EUROPE SPA | 130805008
5003379 | WASHER | 22844 | DAIKIN APPLIED EUROPE SPA | 220099014
5003380 | HEATER 220 V - 850 W (1,5 ohm/MT) | 22844 | DAIKIN APPLIED EUROPE SPA | 121008003
5003381 | TIME DELAY RELAY 1,5 sec /110 Volts | 22844 | DAIKIN APPLIED EUROPE SPA | 133010127
5003382 | SUCTION PIPE SPACER MQCS806 (2G) | 22844 | DAIKIN APPLIED EUROPE SPA | 220099022
5003383 | UNLOADING FILTER CONNEC. PIPE | 22844 | DAIKIN APPLIED EUROPE SPA | 220010020
5003384 | PUMP END BEARING GASKET 0,8mm | 22844 | DAIKIN APPLIED EUROPE SPA | 130609049
5003385 | ELECTRIC HEATER 220 V / 100 W | 22844 | DAIKIN APPLIED EUROPE SPA | 133108086
5003386 | SUCTION BUSH I.D. 80MM | 22844 | DAIKIN APPLIED EUROPE SPA | 118599120
5003387 | HANDLE FOR MAIN SWITCH IN 630 | 22844 | DAIKIN APPLIED EUROPE SPA | 131025016
5003388 | SAFETY VALVE 1/2NPT 10,5 BARS | 22844 | DAIKIN APPLIED EUROPE SPA | 131038063
5003389 | EVAPORATOR PLATE GASKET D.464 | 22844 | DAIKIN APPLIED EUROPE SPA | 130607006
5003390 | SCREWS KIT(10.9 + 12.9) for MQC800 | 22844 | DAIKIN APPLIED EUROPE SPA | 230009026
5003391 | FUSE 80 AMP NH00C-gG (taille 00) | 22844 | DAIKIN APPLIED EUROPE SPA | 131030005
5003392 | CONDENSER HEAD GASKET DIA. 316 mm | 22844 | DAIKIN APPLIED EUROPE SPA | 130605006
5003393 | THERMAL OVERLOAD GV2M08 | 22844 | DAIKIN APPLIED EUROPE SPA | T31024258
5003394 | UNLOADING HEAD CHECK VALV.PISTON | 22844 | DAIKIN APPLIED EUROPE SPA | 210002067
5003395 | FEMALE CONNECTOR 1-480434-0 AMP | 22844 | DAIKIN APPLIED EUROPE SPA | 129100322
5003396 | V BELT TYPE B83 | 22844 | DAIKIN APPLIED EUROPE SPA | 133662081
5003397 | TIME DELAY RELAY 10-300 SEC | 22844 | DAIKIN APPLIED EUROPE SPA | 131021020
5003398 | ELASTIC WASHER | 22844 | DAIKIN APPLIED EUROPE SPA | 130923008
5003399 | FUSE 20 AMP 500V type DIAZED | 22844 | DAIKIN APPLIED EUROPE SPA | 131029011
5003400 | IMMERSION WELL for TEMPER. SENSOR | 22844 | DAIKIN APPLIED EUROPE SPA | 218510358
5003401 | HIGH PRESSURE GAUGE 40 B /DIA 60 | 22844 | DAIKIN APPLIED EUROPE SPA | 132203004
5003402 | FUSE DII gG 4 AMP (E27)/ DIAZED | 22844 | DAIKIN APPLIED EUROPE SPA | 131029006
5003403 | SCREW TAPPER (Lg:19mm x D:6,3mm) | 22844 | DAIKIN APPLIED EUROPE SPA | 130322067
5003404 | CLAMPING ASSY | 22844 | DAIKIN APPLIED EUROPE SPA | 132010060
5003405 | TIGHTENING GLAND CONNECTION | 22844 | DAIKIN APPLIED EUROPE SPA | 132013302
5003406 | SUCTION FLANGE for MOTOR COVER COMP | 22844 | DAIKIN APPLIED EUROPE SPA | 218599119
5003407 | FREEZESTAT FF115-S1 BAA WEST | 22844 | DAIKIN APPLIED EUROPE SPA | 133010006
5003408 | GASKET FOR VALVE 21/2(kit)=4joints | 22844 | DAIKIN APPLIED EUROPE SPA | 000015116
5003409 | RELAY SOLID STATE(5 VDC/24-140 VAC) | 22844 | DAIKIN APPLIED EUROPE SPA | 129100036
5003410 | INLET FLANGE COND. GASKET C.R.1010 | 22844 | DAIKIN APPLIED EUROPE SPA | 130609223
5003411 | JUNCTION BOX COVER GASKET MQCS600 | 22844 | DAIKIN APPLIED EUROPE SPA | 130609028
5003412 | POWER REDUCTION PIPE | 22844 | DAIKIN APPLIED EUROPE SPA | 220010021
5003413 | CONNECTING ROD CAPSCREW MQCS600 | 22844 | DAIKIN APPLIED EUROPE SPA | 132013077
5003414 | EXTENSION FOR SUCTION PIPE 3 1/8 | 22844 | DAIKIN APPLIED EUROPE SPA | 000014744
5003415 | CONDENSER HEAD GASKET DIA. 255 mm | 22844 | DAIKIN APPLIED EUROPE SPA | 130605002
5003416 | FUSE M250 / 0.25 AMP (658219A01) | 22844 | DAIKIN APPLIED EUROPE SPA | 129100200
5003417 | TIME DELAY RELAY 2 sec / 110 Volts | 22844 | DAIKIN APPLIED EUROPE SPA | 133010131
5003418 | DISCHARGE VALVE CAPSCREW | 22844 | DAIKIN APPLIED EUROPE SPA | 132013078
5003419 | CONNECTOR 9P AWG18 | 22844 | DAIKIN APPLIED EUROPE SPA | 129100091
5003420 | LOW PRESSURE SWITCH A4-2 | 22844 | DAIKIN APPLIED EUROPE SPA | 133010010
5003421 | O RING for HEATER HOUSING FLANGE | 22844 | DAIKIN APPLIED EUROPE SPA | 130601228
5003422 | SUCTION BUSH (dia 80 mm) = 3 1/8 | 22844 | DAIKIN APPLIED EUROPE SPA | 132003006
5003423 | LOCKING NUT M8 X 1 | 22844 | DAIKIN APPLIED EUROPE SPA | 130104005
5003424 | FUSE DII gG 10 AMP (E27) DIAZED | 22844 | DAIKIN APPLIED EUROPE SPA | 131029008
5003425 | FUSE 300 AMP (M2GL) | 22844 | DAIKIN APPLIED EUROPE SPA | 131030024
5003426 | DISCHARGE PIPE | 22844 | DAIKIN APPLIED EUROPE SPA | 220010019
5003427 | SCREW M4x18 mm | 22844 | DAIKIN APPLIED EUROPE SPA | 130306013
5003428 | ADDRESS BOARD PCOADR0000 | 22844 | DAIKIN APPLIED EUROPE SPA | 129150047
5003429 | UNLOADING ASSY CONNECTION PIPE | 22844 | DAIKIN APPLIED EUROPE SPA | 220010018
5003430 | OIL PUMP SHAFT EXTENSION-CONCENTRIC | 22844 | DAIKIN APPLIED EUROPE SPA | 132010036
5003431 | AUTOM.CIRCUIT BREAKER 2 POLE 25 AMP | 22844 | DAIKIN APPLIED EUROPE SPA | 131086016
5003432 | CABLE RIBBON 26-26P (=654997B-04) | 22844 | DAIKIN APPLIED EUROPE SPA | 129100011
5003433 | TIE BAR 3 CARTRIDGES L. 426 MM | 22844 | DAIKIN APPLIED EUROPE SPA | 220502003
5003434 | CONDENSER HEAD GASKET DIA 320MM | 22844 | DAIKIN APPLIED EUROPE SPA | 130605036
5003435 | EVAPORATOR PLATE GASKET D.320 | 22844 | DAIKIN APPLIED EUROPE SPA | 130607026
5003436 | INOX SCREW M. | 22844 | DAIKIN APPLIED EUROPE SPA | 130346032
5003437 | WASHER 6,5x20x3 | 22844 | DAIKIN APPLIED EUROPE SPA | 130913001
5003438 | SCREW STOP PLATE MQCS 600 | 22844 | DAIKIN APPLIED EUROPE SPA | 220002032
5003439 | HEATER 125 W / 110 V (1/4 GAS) | 22844 | DAIKIN APPLIED EUROPE SPA | 132012022
5003440 | ORIFICE 1.5 MM FOR LIQUID INJECTION | 22844 | DAIKIN APPLIED EUROPE SPA | 132013721
5003441 | FUSE FAST E27 / 16 AMP / RAPIDE | 22844 | DAIKIN APPLIED EUROPE SPA | 131029067
5003442 | CONNECTOR FOR PIPE SCREWCOMP. | 22844 | DAIKIN APPLIED EUROPE SPA | 132013478
5003443 | FUSE 250 AMP AM NH1 | 22844 | DAIKIN APPLIED EUROPE SPA | 131030022
5003444 | RESISTANCE TERMINAL SD4 | 22844 | DAIKIN APPLIED EUROPE SPA | 129100274
5003445 | FLANGE GASKET H20 (DIA EXT 194 MM) | 22844 | DAIKIN APPLIED EUROPE SPA | 44320419
5003446 | JUNCTION BOX GASKET MQCS600 | 22844 | DAIKIN APPLIED EUROPE SPA | 130609029
5003447 | PUMP END BEARING GASKET 0,5mm | 22844 | DAIKIN APPLIED EUROPE SPA | 130609048
5003448 | ERGOT / FOR OIL PUMP 800-900 | 22844 | DAIKIN APPLIED EUROPE SPA | 131124014
5003449 | PUMP FILTER PIPE | 22844 | DAIKIN APPLIED EUROPE SPA | 220006011
5003450 | CONDENSER HEAD GASKET | 22844 | DAIKIN APPLIED EUROPE SPA | 130605037
5003451 | CONNECTION PIPE MQC807 | 22844 | DAIKIN APPLIED EUROPE SPA | 220006015
5003452 | CRANKCASE HEATER WELL MQCS800/.. | 22844 | DAIKIN APPLIED EUROPE SPA | 130506010
5003453 | CONNECTION PIPE MQC 6 CYLINDERS | 22844 | DAIKIN APPLIED EUROPE SPA | 220006013
5003454 | CONNECTION PIPE MQC 6 CYLINDERS | 22844 | DAIKIN APPLIED EUROPE SPA | 220006014
5003455 | FUSE E18 / 35 AMP GL/GG | 22844 | DAIKIN APPLIED EUROPE SPA | 131029019
5003456 | FUSE E18 - 50 AMP | 22844 | DAIKIN APPLIED EUROPE SPA | SP-131029020
5003457 | SENSOR (sonde pour 133010018) | 22844 | DAIKIN APPLIED EUROPE SPA | 133010019
5003458 | SCREW M14x75 | 22844 | DAIKIN APPLIED EUROPE SPA | 130301146
5003459 | RELAY SOCKET PF113-X | 22844 | DAIKIN APPLIED EUROPE SPA | 131069016
5003460 | GUDGEON FOR CONDENSER | 22844 | DAIKIN APPLIED EUROPE SPA | 130361046
5003461 | VARISTOR WITH TERMINAL 24 VDC | 22844 | DAIKIN APPLIED EUROPE SPA | 129100270
5003462 | VARISTOR WITH TERMINAL 220V | 22844 | DAIKIN APPLIED EUROPE SPA | 129100364
5003463 | CONNECTOR 9P AWG22 | 22844 | DAIKIN APPLIED EUROPE SPA | 129100090
5003464 | JUNCTION BOX GASKET MQCS600 | 22844 | DAIKIN APPLIED EUROPE SPA | 130609053
5003465 | O RING EVP - R22 | 22844 | DAIKIN APPLIED EUROPE SPA | 130601014
5003466 | CONNECTOR 2P 654888A-02 | 22844 | DAIKIN APPLIED EUROPE SPA | 129100080
5003467 | VARISTOR WITH TERMINAL 130V | 22844 | DAIKIN APPLIED EUROPE SPA | 129100375
5003468 | FUSE NH0 -gG (0/125 AMP) | 22844 | DAIKIN APPLIED EUROPE SPA | 131030012
5003469 | FITTING 1-1/16 UNF "x1"1/4 | 22844 | DAIKIN APPLIED EUROPE SPA | 132010052
5003470 | LOCK FOR ELECTRICAL PANEL | 22844 | DAIKIN APPLIED EUROPE SPA | 131115023
5003471 | CABLE RIBBON 50/50 (F/F)Lg=180mm | 22844 | DAIKIN APPLIED EUROPE SPA | 129100034
5003472 | EVAPORATOR PLATE O RING | 22844 | DAIKIN APPLIED EUROPE SPA | 130601476
5003473 | FAULT LIGHT SIGNAL LED 5V D.12 | 22844 | DAIKIN APPLIED EUROPE SPA | 129100240
5003474 | GASKET FOR VALVE 11/4(kit)=4joints | 22844 | DAIKIN APPLIED EUROPE SPA | 000015114
5003475 | SCREW M12x125 mm | 22844 | DAIKIN APPLIED EUROPE SPA | 130317043
5003476 | HP SWITCH (CUT OUT)(20.5 B/27 B) | 22844 | DAIKIN APPLIED EUROPE SPA | 133010008
5003477 | ORIFICE 4 MM FOR LIQUID INJECTION | 22844 | DAIKIN APPLIED EUROPE SPA | 132013725
5003478 | ORIFICE 5 MM FOR LIQUID INJECTION | 22844 | DAIKIN APPLIED EUROPE SPA | 132013726
5003479 | CONNECT. PROTECTION 65500A-09 | 22844 | DAIKIN APPLIED EUROPE SPA | 129100110
5003480 | 3 POLES FUSE HOLDER S27 | 22844 | DAIKIN APPLIED EUROPE SPA | 131028005
5003481 | O RING (DIA INT 16,36mm x 2,21mm) | 22844 | DAIKIN APPLIED EUROPE SPA | 130601478
5003482 | PUMP EXTENSION SHAFT | 22844 | DAIKIN APPLIED EUROPE SPA | 210002038
5003483 | SCREW M8x22 mm | 22844 | DAIKIN APPLIED EUROPE SPA | 130306075
5003484 | SWITCH,CTRL.PUSH BUTTON 3 POSITION | 22844 | DAIKIN APPLIED EUROPE SPA | 131033001
5003485 | O RING EVAPORATOR WATER SIDE | 22844 | DAIKIN APPLIED EUROPE SPA | AE0061601
5003486 | LOW PRESSURE SWITCH SPACER | 22844 | DAIKIN APPLIED EUROPE SPA | 132013293
5003487 | EVAPORATOR COVER GASKET E1008 | 22844 | DAIKIN APPLIED EUROPE SPA | 130606106
5003488 | SCREW M14x50 | 22844 | DAIKIN APPLIED EUROPE SPA | 130303211
5003489 | SCREW M8x30 mm | 22844 | DAIKIN APPLIED EUROPE SPA | 130306076
5003490 | O RING (47,22 x 3,53)/MQCS804 + 600 | 22844 | DAIKIN APPLIED EUROPE SPA | 130601225
5003491 | SHUT OFF VALVE I.D.16 MM | 22844 | DAIKIN APPLIED EUROPE SPA | 130805004
5003492 | GREASE NIPPLES M6 X 1 | 22844 | DAIKIN APPLIED EUROPE SPA | 100015245
5003493 | HORIZ.CHECK VALVE PIST. SPRING S8/9 | 22844 | DAIKIN APPLIED EUROPE SPA | 132002025
5003494 | CONDENSER HEAD GASKET DIA 265 mm | 22844 | DAIKIN APPLIED EUROPE SPA | 130605030
5003495 | CABLE HEAD 806S 2C LS | 22844 | DAIKIN APPLIED EUROPE SPA | 131053080
5003496 | O RING 91,44 X 5,33 (R22) | 22844 | DAIKIN APPLIED EUROPE SPA | 130601342
5003497 | FUSE NH1C-gG (1/160 AMP) | 22844 | DAIKIN APPLIED EUROPE SPA | 131030018
5003498 | HAPPICH DCK ON COMP SHELL | 22844 | DAIKIN APPLIED EUROPE SPA | 131122001
5003499 | TEMPERATURE SENSOR PTC | 22844 | DAIKIN APPLIED EUROPE SPA | 131080096
5003500 | FUSE 6 AMP CH10 / 500 VOLTS | 22844 | DAIKIN APPLIED EUROPE SPA | 131029057
5003501 | SPACER | 22844 | DAIKIN APPLIED EUROPE SPA | 210002017
5003502 | SCREW M10x55 | 22844 | DAIKIN APPLIED EUROPE SPA | 130301094
5003503 | CONDENSER SHUT-OFF VALVE GASKET | 22844 | DAIKIN APPLIED EUROPE SPA | 130608002
5003504 | FUSE 250 AMP GL/GG NH1 | 22844 | DAIKIN APPLIED EUROPE SPA | 131030021
5003505 | SCHRADER VALVE PIN | 22844 | DAIKIN APPLIED EUROPE SPA | 132013303
5003506 | OIL PUMP GASKET MQCS 600 | 22844 | DAIKIN APPLIED EUROPE SPA | 130609050
5003507 | ORIFICE 3 MM FOR LIQUID INJECTION | 22844 | DAIKIN APPLIED EUROPE SPA | 132013724
5003508 | SCREW E H M12x110 | 22844 | DAIKIN APPLIED EUROPE SPA | 130301122
5003509 | TERMINAL PLATE AP-PA | 22844 | DAIKIN APPLIED EUROPE SPA | 129100271
5003510 | FUSE 2 AMP / 250V5mm x Lg 20mm) | 22844 | DAIKIN APPLIED EUROPE SPA | 131040001
5003511 | OIL PUMP SHAFT SPACER(THUTILL PUMP) | 22844 | DAIKIN APPLIED EUROPE SPA | 132010032
5003512 | TERMINAL PLATE MVS/PT | 22844 | DAIKIN APPLIED EUROPE SPA | 129100275
5003513 | SCREW STUD FOR GROUD CABLE | 22844 | DAIKIN APPLIED EUROPE SPA | 132010026
5003514 | RUBBER GASKET FOR ELECTRICAL BOX | 22844 | DAIKIN APPLIED EUROPE SPA | 120609015
5003515 | SWITCH DIVERTER 10A/6A/250V DA | 22844 | DAIKIN APPLIED EUROPE SPA | 129100221
5003516 | SCREW M10x30 | 22844 | DAIKIN APPLIED EUROPE SPA | 130303148
5003517 | BOLTS M14*90 | 22844 | DAIKIN APPLIED EUROPE SPA | 130301149
5003518 | BOLT M8x40 mm | 22844 | DAIKIN APPLIED EUROPE SPA | 130306078
5003519 | FUSE 10 AMP. 500V / E27 / DIAZED | 22844 | DAIKIN APPLIED EUROPE SPA | 131030053
5003520 | O RING FOR OIL PUMP | 22844 | DAIKIN APPLIED EUROPE SPA | 130601480
5003521 | LOCK FOR ELECTRICAL PANEL | 22844 | DAIKIN APPLIED EUROPE SPA | 131115033
5003522 | O RING | 22844 | DAIKIN APPLIED EUROPE SPA | M330198609
5003523 | CONNECT. PROTECTION 65500A-02 | 22844 | DAIKIN APPLIED EUROPE SPA | 129100100
5003524 | MAGNETIC PLUG 1/8 GAS | 22844 | DAIKIN APPLIED EUROPE SPA | 130508001
5003525 | CONIC SPRING | 22844 | DAIKIN APPLIED EUROPE SPA | 132002002
5003526 | CYLINDER SPRING | 22844 | DAIKIN APPLIED EUROPE SPA | 132002003
5003527 | SCREW E.H. M12 X 150 | 22844 | DAIKIN APPLIED EUROPE SPA | 130301126
5003528 | BOLT M8x90 mm | 22844 | DAIKIN APPLIED EUROPE SPA | 130306087
5003529 | FUSE 4amp / 250V (dia 5 x 20mm) | 22844 | DAIKIN APPLIED EUROPE SPA | 131040008
5003530 | BOLT M14*120 | 22844 | DAIKIN APPLIED EUROPE SPA | 130301152
5003531 | SWITCH ON/OFF 16A/6A SIBER | 22844 | DAIKIN APPLIED EUROPE SPA | 129100220
5003532 | SCREW M16 x 60mm | 22844 | DAIKIN APPLIED EUROPE SPA | 130301172
5003533 | CRANKSHAFT FEATHER KEY (18x11x100) | 22844 | DAIKIN APPLIED EUROPE SPA | 132013002
5003534 | FUSE CYLINDRIC 10 AMP/ 500 VOLTS | 22844 | DAIKIN APPLIED EUROPE SPA | 131029063
5003535 | CONDENSER SHUT-OFF VALVE GASKET | 22844 | DAIKIN APPLIED EUROPE SPA | 130608003
5003536 | FASTENER FOR LOCK | 22844 | DAIKIN APPLIED EUROPE SPA | 131115051
5003537 | NUT M12 X 12,5 | 22844 | DAIKIN APPLIED EUROPE SPA | 130106006
5003538 | FUSE 6 AMP / 250V (dia 5 x 20mm) | 22844 | DAIKIN APPLIED EUROPE SPA | 131040003
5003539 | STEEL BALL FOR OIL REG. 210010013 | 22844 | DAIKIN APPLIED EUROPE SPA | 131301015
5003540 | VALVE for FIL 4mm2 | 22844 | DAIKIN APPLIED EUROPE SPA | 131041005
5003541 | SCREW E H M20x1,5x100 | 22844 | DAIKIN APPLIED EUROPE SPA | 130305178
5003542 | CRANKSHAFT FEATHER KEY for 606 | 22844 | DAIKIN APPLIED EUROPE SPA | 132013080
5003543 | CRANKSHAFT FEATHER KEY for 608 | 22844 | DAIKIN APPLIED EUROPE SPA | 132013081
5003544 | CRANKSHAFT FEATHER KEY for MQCS604 | 22844 | DAIKIN APPLIED EUROPE SPA | 132013079
5003545 | SCREW M6 x 16 (UNI 5739-8,8) | 22844 | DAIKIN APPLIED EUROPE SPA | 130303085
5003546 | O RING 58,42 x 2,62 | 22844 | DAIKIN APPLIED EUROPE SPA | 130601141
5003547 | NUT M4 | 22844 | DAIKIN APPLIED EUROPE SPA | 130105002
5003548 | LOCK KEY FAN SIDE | 22844 | DAIKIN APPLIED EUROPE SPA | 112502602
5003549 | LOCK KEY PULLEY SIDE(B8x7x45) | 22844 | DAIKIN APPLIED EUROPE SPA | 131106068
5003565 | CONTROLE MODULE,MC01 HPTC22_R2 no sensor | 22844 | DAIKIN APPLIED EUROPE SPA | M04089012303
5003578 | EV50270999 INS-20mm 110v ASME | 22844 | DAIKIN APPLIED EUROPE SPA | 135004505
5003579 | FILTER DRIER PCN049176-1-5/8" ODF SOLDER | 22844 | DAIKIN APPLIED EUROPE SPA | 735028823
5003580 | BASI PORTA FUSIBILI NH2 | 22844 | DAIKIN APPLIED EUROPE SPA | 9343.210
5003582 | VICTAULIC KIT 5" L=100 | 22844 | DAIKIN APPLIED EUROPE SPA | KITVIC02
5003583 | VICTAULIC KIT 6" L=100 | 22844 | DAIKIN APPLIED EUROPE SPA | VICKIT01
5003585 | BELT TYPE SPA - LENGTH 832MM | 22844 | DAIKIN APPLIED EUROPE SPA | AHCN0832M00SPAA0832
5003586 | ASSY SOUNDINS. WC 340-500KW* | 22844 | DAIKIN APPLIED EUROPE SPA | DK1PW25328-3B
5003587 | ELECTRIC MOTOR BARS | 22844 | DAIKIN APPLIED EUROPE SPA | 132013047
5003588 | NON RETURN VALVE RKU66/DN100 | 22844 | DAIKIN APPLIED EUROPE SPA | 131090019
5003590 | CONDENSER COIL (AC) SX 6300X3X14 44F | 22844 | DAIKIN APPLIED EUROPE SPA | 135003350
5003591 | CONDENSER COIL (AC) DX 6300X3X14 44F | 22844 | DAIKIN APPLIED EUROPE SPA | 135003354-SP
5003592 | REAR PANEL COVER RIGHT | 22844 | DAIKIN APPLIED EUROPE SPA | 119404022
5003593 | MAIN ISOLATOR HANDLE | 22844 | DAIKIN APPLIED EUROPE SPA | SP-TEC-18833
5003594 | OIL FILTER KIT | 22844 | DAIKIN APPLIED EUROPE SPA | 7384-188
5003595 | MAIN SWITCH VC5P/3P 1600A | 22844 | DAIKIN APPLIED EUROPE SPA | SP-TEC-VC5P1600A
5003596 | REAR MIDDLE SUPPORT CHANNEL | 22844 | DAIKIN APPLIED EUROPE SPA | 119502032
5003597 | CAPACITY CONTROL ROD 3200 | 22844 | DAIKIN APPLIED EUROPE SPA | 83554-112
5003598 | CAP.CONTR.ROD HS3200i x TRANSD | 22844 | DAIKIN APPLIED EUROPE SPA | 83554-113
5003599 | MUFFLER PLATE ASSY HSS3200 | 22844 | DAIKIN APPLIED EUROPE SPA | M330870201
5003601 | Cond.coil(AL) SX 4500x3x14 (D) | 22844 | DAIKIN APPLIED EUROPE SPA | 235003117
5003602 | Cond.coil(AL) DX 4500x3x14 (D) | 22844 | DAIKIN APPLIED EUROPE SPA | 235003121
5003603 | SCREW TERMINAL PLATE | 22844 | DAIKIN APPLIED EUROPE SPA | 130306584
5003646 | Complete electrical panel incl. packing | 22844 | DAIKIN APPLIED EUROPE SPA | 135008394+IMBALLO
5003647 | Electrical panel enclosure incl. packing | 22844 | DAIKIN APPLIED EUROPE SPA | 135008394-CASSONE
5003656 | RHEOSTAT 50W/22-OHM | 22844 | DAIKIN APPLIED EUROPE SPA | 132012097
5003657 | 908S 2C(82/36KW)OS A220/C.OVH. | 22844 | DAIKIN APPLIED EUROPE SPA | RT39099982
5003659 | SW.BOX EWWD120HP MAIN | 22844 | DAIKIN APPLIED EUROPE SPA | DK4SW02111-21 A
5003660 | SW.BOX EWWD 120HP CONTROL | 22844 | DAIKIN APPLIED EUROPE SPA | DK4SW02111-16A
5003661 | STOP VALVE 5" | 22844 | DAIKIN APPLIED EUROPE SPA | 073062103
5003662 | MODULATING CONTROL VALVE | 22844 | DAIKIN APPLIED EUROPE SPA | 130809051
5003663 | SOL VALVE | 22844 | DAIKIN APPLIED EUROPE SPA | 131008041
5003664 | EXP VALVE PMFH125 | 22844 | DAIKIN APPLIED EUROPE SPA | 131009301
5003665 | EXP VALVE PMFH200 | 22844 | DAIKIN APPLIED EUROPE SPA | 131009302
5003666 | EXP VALVE PMFH300 | 22844 | DAIKIN APPLIED EUROPE SPA | 131009303
5003667 | CONDENSER FLOW BUTTERFLY VALVE | 22844 | DAIKIN APPLIED EUROPE SPA | 131302021
5003668 | CONDENSER FLOW BUTTERFLY VALVE ACTUATOR | 22844 | DAIKIN APPLIED EUROPE SPA | 131302023
5003669 | COMPRESSOR OIL FVC68D 18liter can | 22844 | DAIKIN APPLIED EUROPE SPA | 132901033
5003670 | LIDUID INJECTION JET PUMP | 22844 | DAIKIN APPLIED EUROPE SPA | 174851406
5003671 | MAIN SWITCH VC2P/3P-250A | 22844 | DAIKIN APPLIED EUROPE SPA | SP-TEC-VC2P250A
5003672 | BOLT M10x1.25x40 | 22844 | DAIKIN APPLIED EUROPE SPA | E10125400
5003673 | COVER PLATE OIL FILTER | 22844 | DAIKIN APPLIED EUROPE SPA | M330480401
5003674 | PLUG 5/8" SAE D16 | 22844 | DAIKIN APPLIED EUROPE SPA | 132013390
5003675 | PUMP LOWARA FCE50-125/1.5Kw | 22844 | DAIKIN APPLIED EUROPE SPA | 132017001
5003677 | EVAPORATOR 19270055/13 | 22844 | DAIKIN APPLIED EUROPE SPA | 133013815
5003678 | FRAME SUPPORT EWLD-M | 22844 | DAIKIN APPLIED EUROPE SPA | DK2PW24516-1
5003681 | CONTROLLER PCO2QE0AL0 DAIKIN PROGRAMMED | 22844 | DAIKIN APPLIED EUROPE SPA | SP-129150097-D
5003682 | CONTROLLER PCO2QE0BL0 DAIKIN PROGRAMMED | 22844 | DAIKIN APPLIED EUROPE SPA | SP-129150174-DAIKIN
5003683 | GREEN LABEL FOR CONTROLLER | 22844 | DAIKIN APPLIED EUROPE SPA | 129152008
5003684 | VENTILATION GRILLE | 22844 | DAIKIN APPLIED EUROPE SPA | 11135002000
5003686 | CONDENSER EV(AC)DX2700x3x14/44F | 22844 | DAIKIN APPLIED EUROPE SPA | 235003494
5003687 | SUCTION FILTER | 22844 | DAIKIN APPLIED EUROPE SPA | 133304012
5003688 | THERMOSTAT IR32SOL000 | 22844 | DAIKIN APPLIED EUROPE SPA | 131080043
5003689 | ASSY SOUNDINS. WC 120KW | 22844 | DAIKIN APPLIED EUROPE SPA | DK2PW25266-4
5003693 | GROMMET DN80 | 22844 | DAIKIN APPLIED EUROPE SPA | 115302231
5003694 | FUSIBLE PLUG 3/4 | 22844 | DAIKIN APPLIED EUROPE SPA | 130507051
5003696 | INVERTER KEB 55Kw 22.F5.CAR-Y000->Y002 | 22844 | DAIKIN APPLIED EUROPE SPA | 22.F5.CAR-Y002
5003697 | CONDENSER COIL (AC) DX 5400X3X14 44F | 22844 | DAIKIN APPLIED EUROPE SPA | 135003338
5003698 | FUSE D01 gC 2A/1310002 | 22844 | DAIKIN APPLIED EUROPE SPA | SP-131029085
5003699 | CONDENSER COIL 1602-AL 50X209,4 DX | 22844 | DAIKIN APPLIED EUROPE SPA | 139710029-SP
5003701 | LOW AMBIENT KIT FOR 1Circ.McSm | 22844 | DAIKIN APPLIED EUROPE SPA | LAK-MCSMART
5003712 | DAPHNE HERMET.OIL FVC68D/18 LT | 22844 | DAIKIN APPLIED EUROPE SPA | 132901032
5003715 | CHECK VALVE ASSY 3100-3200 | 22844 | DAIKIN APPLIED EUROPE SPA | 95822-318
5003716 | SEO TO SEH RETOFIT KIT | 22844 | DAIKIN APPLIED EUROPE SPA | 131011423
5003730 | EMERGENCY SWITCH 3SB30001HA20 | 22844 | DAIKIN APPLIED EUROPE SPA | SP-132015108
5003732 | FEMALE CON.+CABLE CIRC1(CHECK MD04) | 22844 | DAIKIN APPLIED EUROPE SPA | 129640517-FEM1
5003733 | FEMALE CONNECTOR + CABLE CIRC2 | 22844 | DAIKIN APPLIED EUROPE SPA | 129640517-FEM2
5003734 | MALE CONNECTOR + CABLE CIRC1 | 22844 | DAIKIN APPLIED EUROPE SPA | 129640517-MASC1
5003735 | MALE CONNECTOR + CABLE CIRC2 | 22844 | DAIKIN APPLIED EUROPE SPA | 129640517-MASC2
5003838 | FAN 500V EBM A6D800+BASE 50HZ | 22844 | DAIKIN APPLIED EUROPE SPA | 139410313
5003839 | COMPRESSOR CABINET KIT | 22844 | DAIKIN APPLIED EUROPE SPA | 128815032-RIC
5003840 | BRIST.H2NG184DPEF 380V. 1V/R22 | 22844 | DAIKIN APPLIED EUROPE SPA | 131019214
5003841 | SCAMB.PIASTRE GEA M25-50 LG X | 22844 | DAIKIN APPLIED EUROPE SPA | 132811105
5003842 | STAR.PANEL+IQ 500-LA RLA467 | 22844 | DAIKIN APPLIED EUROPE SPA | 089A5AYNN
5003843 | Evap.SWEP DV47-058D PED/noISOL | 22844 | DAIKIN APPLIED EUROPE SPA | 132811246
5003846 | PUMP NM65/16DE(2P)7,5KW.380V | 22844 | DAIKIN APPLIED EUROPE SPA | 132013638
5003848 | OIL SIGHT GLASS KSG-R/KMP | 22844 | DAIKIN APPLIED EUROPE SPA | 130809011
5003849 | CONDESER COIL GUARD PROTECTION | 22844 | DAIKIN APPLIED EUROPE SPA | 119405045
5003851 | DIGITAL INVERT.OPER. KEB 00.F5.060-1000 | 22844 | DAIKIN APPLIED EUROPE SPA | 00.F5.060-1000
5003852 | COMPR INVERTER LINE REACTOR | 22844 | DAIKIN APPLIED EUROPE SPA | 25.DR.B18-1343
5003853 | COMPR INVERTER LINE REACTOR | 22844 | DAIKIN APPLIED EUROPE SPA | 26.DR.B28-1144
5003854 | COMPR INVERTER LINE REACTOR | 22844 | DAIKIN APPLIED EUROPE SPA | 27.DR.B28-1041
5003855 | CONTROL PANEL FAN TERMOSTAT | 22844 | DAIKIN APPLIED EUROPE SPA | SP-132015097
5003856 | CONTROL PANEL VENTILATION FAN | 22844 | DAIKIN APPLIED EUROPE SPA | SP-132015107
5003857 | R134A SCREW COMPRESSOR HS-3118/HPI | 22844 | DAIKIN APPLIED EUROPE SPA | V331315012
5003858 | R134A SCREW COMPRESSOR HS-3120/HPI | 22844 | DAIKIN APPLIED EUROPE SPA | V331315013
5003859 | R134A SCREW COMPR HS-3121/HPI | 22844 | DAIKIN APPLIED EUROPE SPA | V331315014
5003860 | R134A SCREW COMPR HS-3122/HPI | 22844 | DAIKIN APPLIED EUROPE SPA | V331315015
5003862 | COMPR.FULL GASKET KIT FR4A | 22844 | DAIKIN APPLIED EUROPE SPA | 128810921
5003863 | END RAIL | 22844 | DAIKIN APPLIED EUROPE SPA | 10000100006[E]
5003864 | CONDENSER SUPPORT | 22844 | DAIKIN APPLIED EUROPE SPA | 10000100011
5003865 | BACK LEFT PANEL | 22844 | DAIKIN APPLIED EUROPE SPA | 10000100012
5003866 | BACK RIGHT PANEL | 22844 | DAIKIN APPLIED EUROPE SPA | 10000100013
5003867 | EC.LIQ.LINE 2 FR4A EV5027 2C | 22844 | DAIKIN APPLIED EUROPE SPA | 10000104013
5003868 | EC.LIQ.LINE 1 FR4A EV5027 2C | 22844 | DAIKIN APPLIED EUROPE SPA | 10000104012
5003869 | KIT NUT/SCREW EVAP.AWS | 22844 | DAIKIN APPLIED EUROPE SPA | 228810055
5003870 | Antivibration kit FR4A | 22844 | DAIKIN APPLIED EUROPE SPA | 128810922
5003871 | Brackets | 22844 | DAIKIN APPLIED EUROPE SPA | E44225030
5003872 | DISCHARGE LINE 1 FR4A | 22844 | DAIKIN APPLIED EUROPE SPA | 10000104003
5003873 | DISCHARGE LINE 2 FR4A | 22844 | DAIKIN APPLIED EUROPE SPA | 10000104004
5003874 | SW.BOX DOOR LEFT(ex.4SW02106-22) | 22844 | DAIKIN APPLIED EUROPE SPA | DK9SW71020-06
5003875 | SW.BOX DOOR RIGHT(ex.4SW02106-22) | 22844 | DAIKIN APPLIED EUROPE SPA | DK9SW71020-13
5003896 | TUBES 3658mm CU-Ni | 22844 | DAIKIN APPLIED EUROPE SPA | E0000056(B)
5003897 | WOODEN BOX | 22844 | DAIKIN APPLIED EUROPE SPA | 132007315
5003898 | CONDENSER COIL 1602-AL 50x169.7DX | 22844 | DAIKIN APPLIED EUROPE SPA | 139710021
5003899 | UNLOADER CYLINDER MQC-S 900 | 22844 | DAIKIN APPLIED EUROPE SPA | 210004013
5003900 | SAFETY VALVE 3030/88c 23.5Bar | 22844 | DAIKIN APPLIED EUROPE SPA | 131038284
5003901 | TRANSFORMER 500/115V 500VA | 22844 | DAIKIN APPLIED EUROPE SPA | SP-131045137
5003907 | COUNTERPIPE 3''OD | 22844 | DAIKIN APPLIED EUROPE SPA | DK4PW21832-4
5003910 | PREFILTER Eff. G3 dim. 592 X 592 X 48 mm | 22844 | DAIKIN APPLIED EUROPE SPA | AHFL592X592F1C00MCZ
5003911 | FILTER 610X610 9SP-F8 | 22844 | DAIKIN APPLIED EUROPE SPA | AHFL592X592F4H9SP-8
5003912 | FILTER 610x305 MMZ-G1 | 22844 | DAIKIN APPLIED EUROPE SPA | AHFL287X592F1A00MMZ
5003913 | FILTER 610x610 MMZ-G1 | 22844 | DAIKIN APPLIED EUROPE SPA | AHFL592X592F1A00MMZ
5003914 | HS3118 3VR.60KW.400V.VFD/A230V | 22844 | DAIKIN APPLIED EUROPE SPA | V331315012
5003915 | EVAPORATOR EV 32200077 | 22844 | DAIKIN APPLIED EUROPE SPA | 1339099401
5003916 | HSW179 2.2VR-60 500V.R134 110V | 22844 | DAIKIN APPLIED EUROPE SPA | M330565508
5003917 | HSW197 2.2VR-60 500V.R134 110V | 22844 | DAIKIN APPLIED EUROPE SPA | M330565507
5003928 | CURRENT LIMIT DISPLAY ECP2cFR3 | 22844 | DAIKIN APPLIED EUROPE SPA | 129620189
5003931 | DISCH/SUCT GSKT KIT FRAME 2 | 22844 | DAIKIN APPLIED EUROPE SPA | 230009029
5003932 | MOTOR 1,1KW 4P | 22844 | DAIKIN APPLIED EUROPE SPA | AHMT0010F0090S4PL1
5003933 | TERMINAL BOX | 22844 | DAIKIN APPLIED EUROPE SPA | 110002082
5003934 | TERMINAL BOX LID | 22844 | DAIKIN APPLIED EUROPE SPA | 110002083
5003935 | MOTOR HOUSING | 22844 | DAIKIN APPLIED EUROPE SPA | M330873501
5003936 | KIT BOLT/NUTS HSS 3200-82Kw | 22844 | DAIKIN APPLIED EUROPE SPA | 128810908
5003937 | GASKET SET HSS3200-82Kw | 22844 | DAIKIN APPLIED EUROPE SPA | 128810909
5003938 | MAIN SWITCH VC5P/3P 2000A | 22844 | DAIKIN APPLIED EUROPE SPA | SP-TEX-VC5P2000A
5003941 | FILTER 592X592X98 G4 | 22844 | DAIKIN APPLIED EUROPE SPA | AHFL592X592F2D00MQZ
5003942 | FILTER F7 592x287X290 | 22844 | DAIKIN APPLIED EUROPE SPA | AHFL592X287F5G08RTE
5003943 | BAG FILTER F7 592x592x290mm | 22844 | DAIKIN APPLIED EUROPE SPA | AHFL592X592F5G08RTE
5003944 | FILTER 592x287x290 F9 | 22844 | DAIKIN APPLIED EUROPE SPA | AHFL592X287F5L10RTE
5003945 | BAG FILTER F9 592x592x290mm | 22844 | DAIKIN APPLIED EUROPE SPA | AHFL592X592F5L10RTE
5003946 | FILTER 287x592x48 G4 | 22844 | DAIKIN APPLIED EUROPE SPA | AHFL287X592F1D00MQZ
5003947 | CELL FILTER MQZ G4 592x592x48 | 22844 | DAIKIN APPLIED EUROPE SPA | AHFL592X592F1D00MQZ
5003948 | COND COIL AL-2R-SX/AGR65:80-30-35 | 22844 | DAIKIN APPLIED EUROPE SPA | 132013600-SP
5003949 | COND COIL AL-2R-DX/AGR65:80-30-35 | 22844 | DAIKIN APPLIED EUROPE SPA | 132013604-SP
5003950 | PLATE H/E B35X64H(A.O)S42 | 22844 | DAIKIN APPLIED EUROPE SPA | 132811168
5003951 | PHE SWEP B60X36L/1P | 22844 | DAIKIN APPLIED EUROPE SPA | 132811163
5003959 | OIL FILTER CARTRIDGE HP1353A25CNP01 | 22844 | DAIKIN APPLIED EUROPE SPA | 133301031
5003960 | O'RING & GASKET KIT for FMP135 | 22844 | DAIKIN APPLIED EUROPE SPA | 02050445
5003961 | FUSE NH00-GG 125A 690V /1600625 | 22844 | DAIKIN APPLIED EUROPE SPA | SP-131030034
5003962 | FUSE NH00C KTF GG 10A 690V | 22844 | DAIKIN APPLIED EUROPE SPA | SP-131029089
5003963 | CONT. AC-110V 50-60HZ 3P 3RT1044-1AG20 | 22844 | DAIKIN APPLIED EUROPE SPA | SP-132015103
5003964 | CONTACTOR 110V 3RT1035-1AG20 | 22844 | DAIKIN APPLIED EUROPE SPA | SP-132015110
5003965 | TRANSFORMER 500VA IN:0-690V OUT:0-115 | 22844 | DAIKIN APPLIED EUROPE SPA | SP-131045136
5003966 | TRANSFORMER 100VA IN:0-115V OUT:0-24V | 22844 | DAIKIN APPLIED EUROPE SPA | SP-131045135
5003967 | THERMAL OVERLOAD 3RV1021-1HA10 | 22844 | DAIKIN APPLIED EUROPE SPA | SP-132015111
5003968 | THERMAL OVERLOAD 3RV1021-1CA10 | 22844 | DAIKIN APPLIED EUROPE SPA | SP-132015112
5003969 | CONTACT. 45kW AC230V S3 3P 3RT1046-1AP00 | 22844 | DAIKIN APPLIED EUROPE SPA | SP-132015095
5003970 | PANEL VENTILATION FAN T/STAT | 22844 | DAIKIN APPLIED EUROPE SPA | SP-132015097
5003971 | ANIT-VIBR. RUBBER AVM BSB80 M12 60Sh | 22844 | DAIKIN APPLIED EUROPE SPA | 133204036
5003972 | DOOR LOCK G1055 2526=756 | 22844 | DAIKIN APPLIED EUROPE SPA | 131123001
5003986 | FUSE BASE NH3 WO33603 | 22844 | DAIKIN APPLIED EUROPE SPA | 131027027
5004004 | PRESS.TR.LP NSK-BE0071-U009 1-7 bar-Danf | 22844 | DAIKIN APPLIED EUROPE SPA | 10000109563
5004005 | PR.TRANSD.NSK-BE030I-U009 0-30bar Danfos | 22844 | DAIKIN APPLIED EUROPE SPA | 10000109562
5004006 | NTC TEMP.SENSOR d=6,0 10M | 22844 | DAIKIN APPLIED EUROPE SPA | 10000109630[A]
5004007 | COMPRESSOR OIL FILTER 8" FR3B/FR4A | 22844 | DAIKIN APPLIED EUROPE SPA | 332115201
5004008 | COMPR.FULL GASKET KIT FR3B | 22844 | DAIKIN APPLIED EUROPE SPA | 128810919-SP
5004009 | M.Tech III CONTR.BOARD POL687.70-WITH D. | 22844 | DAIKIN APPLIED EUROPE SPA | 10000109544
5004010 | M.Tech III CONTR.BOARD POL965.00/MCQ | 22844 | DAIKIN APPLIED EUROPE SPA | 10000109506
5004011 | FAN CONTROL BOARD POL945.00/MCQ | 22844 | DAIKIN APPLIED EUROPE SPA | 10000109545
5004012 | M.Tech III MODBUS COMM.B.-POL902.00/MCQ | 22844 | DAIKIN APPLIED EUROPE SPA | 10000109547
5004013 | COMPRESSOR CONTROL BOARD POL965.00/MCQ | 22844 | DAIKIN APPLIED EUROPE SPA | 10000109506
5004014 | M.Tech III EXV CONTR.BOARD POL94U.00/MCQ | 22844 | DAIKIN APPLIED EUROPE SPA | 10000109633
5004015 | CONTACTOR 3RT1015-1AF01 | 22844 | DAIKIN APPLIED EUROPE SPA | SP-132015104
5004016 | FUSE FE002-FED01GG40V4 4A-IT1310004 | 22844 | DAIKIN APPLIED EUROPE SPA | SP-131029086
5004017 | FAN ASSY 6P 1,2KW 50HZ 400V | 22844 | DAIKIN APPLIED EUROPE SPA | 10000102461
5004018 | COND.COIL Cond-Ev(AC)sx2700x3x14/44F | 22844 | DAIKIN APPLIED EUROPE SPA | 135003490
5004019 | COND.COIL Cond-Ev(AC)dx2700x3x14/44F | 22844 | DAIKIN APPLIED EUROPE SPA | 135003494
5004046 | EXP.VALV .ETS-250 034G2009 1.5/8"x1.5/8" | 22844 | DAIKIN APPLIED EUROPE SPA | 10000107041
5004047 | FAN ASSY A3G800-AO84-03 | 22844 | DAIKIN APPLIED EUROPE SPA | 139410324-E-RIC
5004048 | FLAPPER D6SH-350X AWM 1P.R407C | 22844 | DAIKIN APPLIED EUROPE SPA | 131019283
5004049 | CONTACTOR 3RT1035-1AF00 | 22844 | DAIKIN APPLIED EUROPE SPA | SP-132015099
5004051 | COMPRESSOR PART HS HSG CE 100-126 | 22844 | DAIKIN APPLIED EUROPE SPA | 753544305
5004052 | ORIFICE | 22844 | DAIKIN APPLIED EUROPE SPA | M070231701
5004056 | LIQUID LINE (VE)ECP50:80 | 22844 | DAIKIN APPLIED EUROPE SPA | 218366042
5004057 | LIQUID INJECTION LINE ECP50:80 | 22844 | DAIKIN APPLIED EUROPE SPA | 218366059
5004058 | SAFETY VALVE .0-6BX1/2GAS | 22844 | DAIKIN APPLIED EUROPE SPA | 131038102
5004059 | CONNECTION BEAM EWAD240M | 22844 | DAIKIN APPLIED EUROPE SPA | DK4PW12147-1
5004060 | Cooling coil CuAL-PT22AF-4R-84T-2195A-2. | 22844 | DAIKIN APPLIED EUROPE SPA | AHCOI0103092002001
5004130 | PANEL EXHAUST FAN PF3000 | 22844 | DAIKIN APPLIED EUROPE SPA | 131087013
5004131 | MCQ/FIELD BUS RS485 PCO100FD10 Pc03-ser. | 22844 | DAIKIN APPLIED EUROPE SPA | 129150205
5004132 | PCO10001F0 EKACLONP PC03 | 22844 | DAIKIN APPLIED EUROPE SPA | 129150199
5004133 | BELT TYPE SPA - LENGTH 800mm | 22844 | DAIKIN APPLIED EUROPE SPA | AHCN0800M00SPAA0800
5004134 | DAMPER H=1110 W=2450-GALVANIZED | 22844 | DAIKIN APPLIED EUROPE SPA | AHDP1110X2450AEH1LZ
5004135 | DAMPER H=710 W=1600-GALVANIZED | 22844 | DAIKIN APPLIED EUROPE SPA | AHDP0710X1600AEH1LZ
5004136 | FILTER DRIER 4C.VS19213/1"5/8 | 22844 | DAIKIN APPLIED EUROPE SPA | 10000107043
5004137 | FAN THERMAL OVERLOAD 3RV1011-1JA10 | 22844 | DAIKIN APPLIED EUROPE SPA | SP-132015105
5004138 | EVAPORATOR 27110077 110V CI INS 10MM | 22844 | DAIKIN APPLIED EUROPE SPA | 133099402
5004139 | ZIEH.FC080-6DA6N2/BPG/400V60HZ | 22844 | DAIKIN APPLIED EUROPE SPA | 132605035
5004142 | Expansion Valve ETS-250 | 22844 | DAIKIN APPLIED EUROPE SPA | 10000107041
5004143 | Thermal overload 3RV1011-1JA10 | 22844 | DAIKIN APPLIED EUROPE SPA | SP-132015105
5004144 | KEB 75KW INVERTER PCB | 22844 | DAIKIN APPLIED EUROPE SPA | 2C.F5.230-0006
5004145 | PRESSURE HOSE 4X8 KLCP 1/4SAE L700 | 22844 | DAIKIN APPLIED EUROPE SPA | 120706037
5004146 | PRESSURE HOSE 4X8 KLCP 1/4SAE L1800 | 22844 | DAIKIN APPLIED EUROPE SPA | 120706042
5004147 | PRESSURE HOSE 4X8 KLCP 1/4SAE L250 | 22844 | DAIKIN APPLIED EUROPE SPA | 120706029
5004148 | SOLD. COPPER FILTER D.6 | 22844 | DAIKIN APPLIED EUROPE SPA | 735030526
5004149 | A J Ring 5/8'O.D. x 3/8'I.D. | 22844 | DAIKIN APPLIED EUROPE SPA | 34141-103
5004150 | Partial heat recovery kit ALS | 22844 | DAIKIN APPLIED EUROPE SPA | 54152-RIC
5004152 | HEAD COVER GASKET E1408/1410 | 22844 | DAIKIN APPLIED EUROPE SPA | 130606108
5004196 | BUS BAR X WSC/WDC | 22844 | DAIKIN APPLIED EUROPE SPA | 132013049
5004197 | CONDENSER COIL(AL)SX 3600X2X16(44F)ENP8F | 22844 | DAIKIN APPLIED EUROPE SPA | 235003401-2P
5004198 | CONDENSER COIL(AL)DX 3600X2X16(44F)ENP8F | 22844 | DAIKIN APPLIED EUROPE SPA | 235003405-2P
5004252 | FLANGE FCF 3-1/8inch | 22844 | DAIKIN APPLIED EUROPE SPA | DK4SW00640-1
5004258 | CONTACTOR LC1F150 | 22844 | DAIKIN APPLIED EUROPE SPA | T-LC1F150
5004259 | COIL MAGN SWITCH LX9FF110 | 22844 | DAIKIN APPLIED EUROPE SPA | T-LX9FF110
5004260 | OIL PUMP SPACER MQC800 | 22844 | DAIKIN APPLIED EUROPE SPA | 210002071
5004261 | VAN STOCK KIT | 22844 | DAIKIN APPLIED EUROPE SPA | 220010080
5004262 | TEO KIT MQC(S)804/904 FLT/VLV | 22844 | DAIKIN APPLIED EUROPE SPA | 220010074
5004263 | TEO KIT MQC(S)806/906 FLT/VLV | 22844 | DAIKIN APPLIED EUROPE SPA | 220010075
5004264 | TEO KIT MQC(S)808/908 FLT/VLV | 22844 | DAIKIN APPLIED EUROPE SPA | 220010076
5004265 | KIT REVISION MQC(S)804/904 | 22844 | DAIKIN APPLIED EUROPE SPA | 220010077
5004266 | KIT REVISION MQC(S)806/906 | 22844 | DAIKIN APPLIED EUROPE SPA | 220010078
5004267 | TEO KIT MQC(S)808/908 CARTRID | 22844 | DAIKIN APPLIED EUROPE SPA | 220010079
5004268 | SWITCH BOX compressor CASING | 22844 | DAIKIN APPLIED EUROPE SPA | DK3PW08285-1A
5004269 | SWITCH BOX SIDE CASING | 22844 | DAIKIN APPLIED EUROPE SPA | DK4PW08287-1
5004270 | SWITCH BOX COVER | 22844 | DAIKIN APPLIED EUROPE SPA | DK4PW08286-1A
5004272 | COMPRESSION RING D100 | 22844 | DAIKIN APPLIED EUROPE SPA | 132009030
5004273 | OIL RING D100 | 22844 | DAIKIN APPLIED EUROPE SPA | 132009031
5004274 | HSW235 145Kw.400/50 110V OVH | 22844 | DAIKIN APPLIED EUROPE SPA | RT50234044
5004275 | HSW220 400/50 110V OVH | 22844 | DAIKIN APPLIED EUROPE SPA | RT50234045
5004278 | ELECTRICAL PANEL DOOR ECP 2C | 22844 | DAIKIN APPLIED EUROPE SPA | 131025040
5004295 | CONTACTOR T-LC1D150M7 3P 150A 220V | 22844 | DAIKIN APPLIED EUROPE SPA | T-LC1D150M7
5004296 | MQCS808/85 PW R22 110/1PC.7040 | 22844 | DAIKIN APPLIED EUROPE SPA | N39099808
5004297 | MQCS908/90 PW R22 110/1PC.7040 | 22844 | DAIKIN APPLIED EUROPE SPA | N39099908
5004298 | EVAPORATING PAPER PANEL SP.200MM - 1,3MQ | 22844 | DAIKIN APPLIED EUROPE SPA | AHPEPACCAEVAPO1SP200
5004299 | HUMID.PACK 200 - 420 x 680mm – SM 0,29 | 22844 | DAIKIN APPLIED EUROPE SPA | AHPEPACCOEVAP1SP200
5004300 | SOLD.DRIER FILT.KMP/WAH305BSL | 22844 | DAIKIN APPLIED EUROPE SPA | 133303008
5004301 | KIT O'RING & GASKET FOR WDC100-113-126 | 22844 | DAIKIN APPLIED EUROPE SPA | 228302673
5004305 | CAP SLIDE CHANGE HS4222/3VR3.0 | 22844 | DAIKIN APPLIED EUROPE SPA | 95823-408
5004306 | Muffler retrofit ALS 241 | 22844 | DAIKIN APPLIED EUROPE SPA | MUFFLER-RETROFIT2
5004307 | COIL.110v.50/60Hz.10W. 018F6192 Danfoss | 22844 | DAIKIN APPLIED EUROPE SPA | 131066004
5004308 | FAN MOTOR ASSEMBLY | 22844 | DAIKIN APPLIED EUROPE SPA | 10000107010
5004309 | COMPRESSOR INVERTER LINE REACTOR | 22844 | DAIKIN APPLIED EUROPE SPA | 22.Z1.B04-1000
5004310 | COMPRESSOR INVERTER LINE REACTOR | 22844 | DAIKIN APPLIED EUROPE SPA | 23.Z1.B04-1000
5004311 | INVERTER KEB 90KW 24.F5.CAR-Y000 | 22844 | DAIKIN APPLIED EUROPE SPA | 24.F5.CAR-Y000
5004312 | COMPRESSOR INVERTER LINE REACTOR | 22844 | DAIKIN APPLIED EUROPE SPA | 25.Z1.B04-1000
5004313 | COMPRESSOR INVERTER LINE REACTOR | 22844 | DAIKIN APPLIED EUROPE SPA | 26.DR.B28-1141
5004314 | COMPRESSOR INVERTER LINE REACTOR | 22844 | DAIKIN APPLIED EUROPE SPA | 28.Z1.B04-1000
5004315 | DISTRIBUTOR GASKET | 22844 | DAIKIN APPLIED EUROPE SPA | E34133214
5004316 | EVAPORATOR HEAD GASKET | 22844 | DAIKIN APPLIED EUROPE SPA | E34134004
5004317 | DISTRIBUTOR GASKET SIDE | 22844 | DAIKIN APPLIED EUROPE SPA | E34134005
5004318 | DISTRIBUTOR GASKET CENTER | 22844 | DAIKIN APPLIED EUROPE SPA | E34134006
5004319 | FUSE TRANSFORMER + RPP | 22844 | DAIKIN APPLIED EUROPE SPA | SP-131029090
5004320 | AUX CIRCUIT BREAKER | 22844 | DAIKIN APPLIED EUROPE SPA | SP-132015114
5004321 | FAN CONTACTOR | 22844 | DAIKIN APPLIED EUROPE SPA | SP-132015115
5004322 | AUX CIRCUIT BREAKER 5SY6204-7 | 22844 | DAIKIN APPLIED EUROPE SPA | SP-132015116
5004323 | R134A SCREW COMPRESSOR HS-3123/HPI | 22844 | DAIKIN APPLIED EUROPE SPA | V350999002
5004324 | 4WAY VALVE ASSY(BODY+COIL) | 22844 | DAIKIN APPLIED EUROPE SPA | SP-131050022
5004325 | SUCT VALVE GASKET 14"WDC100-126 | 22844 | DAIKIN APPLIED EUROPE SPA | 132021049
5004326 | ELEC. REG. PANEL MDU100 | 22844 | DAIKIN APPLIED EUROPE SPA | 111220065
5004329 | PCO100CLP0 TREND PCO3SER | 22844 | DAIKIN APPLIED EUROPE SPA | 129150209
5004330 | ELECTRIC HUMI-STEAM TYPE UE025XL000 | 22844 | DAIKIN APPLIED EUROPE SPA | AHPV025KCUE025XL000
5004331 | ELECTRIC HUMI-STEAM TYPE UE008XL000 | 22844 | DAIKIN APPLIED EUROPE SPA | AHPV008KCUE008XL000
5004334 | ADIABATIC HUMIDIFICATION PUMP TYPE ZV35 | 22844 | DAIKIN APPLIED EUROPE SPA | AHPM00004A-ZV3
5004335 | MOTOR 4KW- 4 POLES-IP55-CL F-B3- EFF. 2 | 22844 | DAIKIN APPLIED EUROPE SPA | AHMT00400F0112M4PL1
5004336 | BLOWER FAN AND PLATE x 2pcs(KEB-INVERT.) | 22844 | DAIKIN APPLIED EUROPE SPA | R0.F5.T89-1205
5004341 | FAN SPEED CONTROLLER FILTER | 22844 | DAIKIN APPLIED EUROPE SPA | 131093115
5004342 | SPEEDTROL KEB 2 2KW | 22844 | DAIKIN APPLIED EUROPE SPA | 10.F5.C1B-3A0A
5004343 | FAN ASSY 0,75KW 50HZ 400V | 22844 | DAIKIN APPLIED EUROPE SPA | 10000102462
5004344 | ECONOMISER AC70-58MX | 22844 | DAIKIN APPLIED EUROPE SPA | 10000107021-304
5004345 | ECONOMISER AC70-90MX | 22844 | DAIKIN APPLIED EUROPE SPA | 10000107022-304
5004346 | ECONOMISER EXP VALVE DANFOSS 067N5240 | 22844 | DAIKIN APPLIED EUROPE SPA | 10000107025
5004347 | ECONOMISER EXP VALVE TGEN40-20 067N5241 | 22844 | DAIKIN APPLIED EUROPE SPA | 10000107026
5004348 | FAN SPEED CONTROLLER KEB 15KW | 22844 | DAIKIN APPLIED EUROPE SPA | 131093112
5004349 | FAN SPEED CONTROLLER KEB 18 5KW | 22844 | DAIKIN APPLIED EUROPE SPA | 131093113
5004350 | FAN SPEED CONTROLLER OUTPUT FILTER | 22844 | DAIKIN APPLIED EUROPE SPA | 131093114
5004351 | FAN SPEED CONTROLLER OUTPUT FILTER | 22844 | DAIKIN APPLIED EUROPE SPA | 131093115
5004352 | FAN SPEED CONTROLLER OUTPUT FILTER | 22844 | DAIKIN APPLIED EUROPE SPA | 14.DR.B08-1451
5004353 | FAN SPEED CONTROLLER KEB 7 5KW | 22844 | DAIKIN APPLIED EUROPE SPA | 14.F5.C1D-Y00E
5004354 | FAN SPEED CONTROLLER OUTPUT FILTER | 22844 | DAIKIN APPLIED EUROPE SPA | 15.DR.B08-9841
5004355 | FAN SPEED CONTROLLER KEB 11KW | 22844 | DAIKIN APPLIED EUROPE SPA | 15.F5.C1E-Y00E
5004356 | FAN SPEED CONTROLLER OUTPUT FILTER | 22844 | DAIKIN APPLIED EUROPE SPA | 18.DR.B18-4941
5004357 | FAN SPEED CONTROLLER KEB 22KW | 22844 | DAIKIN APPLIED EUROPE SPA | 18.F5.C1G-Y00E
5004358 | SCREW COMP 400V/3PH/50HZ R134A AUX-115V | 22844 | DAIKIN APPLIED EUROPE SPA | 332118512
5004359 | SCREW COMP 400V/3PH/50HZ R134A AUX-115V | 22844 | DAIKIN APPLIED EUROPE SPA | 332118513
5004360 | SCREW COMP 400V/3PH/50HZ R134A AUX-115V | 22844 | DAIKIN APPLIED EUROPE SPA | 332126912
5004361 | SCREW COMP 400V/3PH/50HZ R134A AUX-115V | 22844 | DAIKIN APPLIED EUROPE SPA | 332126913
5004362 | FAN FUSE GG16A E14 | 22844 | DAIKIN APPLIED EUROPE SPA | SP-131029022
5004363 | RELAY 1L 24VDC 3TX7015-1AM00 | 22844 | DAIKIN APPLIED EUROPE SPA | SP-132015117
5004364 | MAIN SWITCH VC5P/3P 1250A 15002 | 22844 | DAIKIN APPLIED EUROPE SPA | SP-TEC-VC5P1250A
5004365 | ACTUATOR ONE CONTACT 3SB3400-0C | 22844 | DAIKIN APPLIED EUROPE SPA | SP-132015080
5004366 | Evap head kit | 22844 | DAIKIN APPLIED EUROPE SPA | E44043240K
5004367 | TERMINAL/MTR. L.V. FR4+CENTRIF | 22844 | DAIKIN APPLIED EUROPE SPA | M074608102
5004369 | CONDENSER COIL (AC) SX 5400x3x14 44F | 22844 | DAIKIN APPLIED EUROPE SPA | 135003334
5004376 | CONDENSER COIL | 22844 | DAIKIN APPLIED EUROPE SPA | 135003474
5004377 | Back right panel 4F/MNG-HP | 22844 | DAIKIN APPLIED EUROPE SPA | 119405142
5004378 | Back left panel 4F/MNG-HP | 22844 | DAIKIN APPLIED EUROPE SPA | 119405141
5004379 | DRIER ELEMENT 4490/A + GASKET | 22844 | DAIKIN APPLIED EUROPE SPA | 133301001-CASTEL
5004380 | M.Tech III BACNET SMTP C.B-POL904.00/MCQ | 22844 | DAIKIN APPLIED EUROPE SPA | 10000109637
5004381 | M.Tech III BACNET IP C.B./POL908.00/MCQ | 22844 | DAIKIN APPLIED EUROPE SPA | 10000109635
5004382 | M.Tech III LON COM.BOARD- POL906.00/MCQ | 22844 | DAIKIN APPLIED EUROPE SPA | 10000109636
5004391 | EVAPORATORE TUBES 3/4'4877-16'CUF22 31B | 22844 | DAIKIN APPLIED EUROPE SPA | 132020898
5004392 | REVIS.FLAP.D6SJ400X AWM 1P/K66 | 22844 | DAIKIN APPLIED EUROPE SPA | R31019285
5004393 | EXPANSION VALVE GEX30 1-1/8" X 1-3/8 | 22844 | DAIKIN APPLIED EUROPE SPA | 131009070
5004394 | RED .FITTING ATT.S.28-22 | 22844 | DAIKIN APPLIED EUROPE SPA | 130834027-FRA
5004400 | EVAPORATOR E40190767 INS10MM 110V PED | 22844 | DAIKIN APPLIED EUROPE SPA | 133099136
5004410 | ASSY BAUER MALE4->GROOVE 3" OD (outlet) | 22844 | DAIKIN APPLIED EUROPE SPA | DK4PW60065-1
5004411 | ASSY BAUER FEMALE4>GROOVE 3"OD ( inlet ) | 22844 | DAIKIN APPLIED EUROPE SPA | DK4PW60066-1
5004412 | ROTALOCK VALVE | 22844 | DAIKIN APPLIED EUROPE SPA | 130841012
5004413 | HS3121 3VR 82Kw-400V | 22844 | DAIKIN APPLIED EUROPE SPA | M350999275
5004433 | SLIDE KIT 3.0VR 3221 | 22844 | DAIKIN APPLIED EUROPE SPA | 95813-311
5004434 | KIT GASKET/O-RING HS3200-138Kw | 22844 | DAIKIN APPLIED EUROPE SPA | 128810914-SP
5004439 | KIT LIMIT.CORREN.ASSOR/MNG3200 | 22844 | DAIKIN APPLIED EUROPE SPA | 129622007-3200S
5004440 | TERMINAL KIT MQCS 600 | 22844 | DAIKIN APPLIED EUROPE SPA | 220010030
5004445 | CONDENSER COIL SX 4500X3X14 AL | 22844 | DAIKIN APPLIED EUROPE SPA | 235003009
5004446 | EMERGENCY STOP SWITCH ASSY | 22844 | DAIKIN APPLIED EUROPE SPA | SP-132015120
5004447 | CONDENSER COIL (AL) DX 3600x2x16 44F/4F | 22844 | DAIKIN APPLIED EUROPE SPA | 135003405[B]-SP
5004448 | CRANKSHAFT MQCS-808/85 | 22844 | DAIKIN APPLIED EUROPE SPA | 132009069
5004449 | EVAPORATOR EV32110099 | 22844 | DAIKIN APPLIED EUROPE SPA | 133060030
5004450 | SEO TO SEH RETROFIT KIT 2CIRC | 22844 | DAIKIN APPLIED EUROPE SPA | 131011424
5004451 | SEO TO SEH RETROFIT KIT 3CIRC | 22844 | DAIKIN APPLIED EUROPE SPA | 131011425
5004452 | SEO TO SEH RETROFIT KIT 4CIRC | 22844 | DAIKIN APPLIED EUROPE SPA | 131011426
5004454 | COMPR IMPEELER ASSY CE126L | 22844 | DAIKIN APPLIED EUROPE SPA | 74149802
5004455 | CASING CONTROL PANEL + WOODEN BOX | 22844 | DAIKIN APPLIED EUROPE SPA | 138660505-CASSONE
5004456 | Condenser CB3531114/2P | 22844 | DAIKIN APPLIED EUROPE SPA | 135005539
5004463 | TOTAL HEAT RECOVERY RETROFIT KIT | 22844 | DAIKIN APPLIED EUROPE SPA | 888101002
5004465 | REAR GUARD LEFT | 22844 | DAIKIN APPLIED EUROPE SPA | 119404023
5004468 | LIQUID LINE c/w SIGHT GLASS + EXV | 22844 | DAIKIN APPLIED EUROPE SPA | 225011338
5004470 | OIL LINE ALS/MPW/PRX sep ACC | 22844 | DAIKIN APPLIED EUROPE SPA | 225010884-RIC
5005290 | GAUGE BRACKETS | 22844 | DAIKIN APPLIED EUROPE SPA | 119403259
5005672 | CONDENSER COIL AC 3R SX/R80:100-Z40:50 | 22844 | DAIKIN APPLIED EUROPE SPA | 132013609-SP
5005673 | SACRIFICIAL ANODE D273 | 22844 | DAIKIN APPLIED EUROPE SPA | E008002
5005674 | CONNECTOR WITH CABLE C1 MASC | 22844 | DAIKIN APPLIED EUROPE SPA | 124640007-M
5005675 | CONNECTOR WITH CABLE AUX 1-2 M | 22844 | DAIKIN APPLIED EUROPE SPA | 12460005-M
5005676 | CONNECTOR WITH CABLE C1 fem | 22844 | DAIKIN APPLIED EUROPE SPA | 124640007-F
5005677 | CONNECTOR WITH CABLE AUX 1-2 F | 22844 | DAIKIN APPLIED EUROPE SPA | 124640005-F
5005678 | FUSE NH100C 20A 690V | 22844 | DAIKIN APPLIED EUROPE SPA | SP-131029091
5005679 | FUSE NH1 Gg 200A 690V 3NA3140-6 | 22844 | DAIKIN APPLIED EUROPE SPA | SP-131029092
5005680 | FUSE NH000 GG 20A 690V 3NA3807-6 | 22844 | DAIKIN APPLIED EUROPE SPA | SP-131029093
5005681 | CIRCUIT BREAKER 6KA 1P 10A 5SY6110-7 | 22844 | DAIKIN APPLIED EUROPE SPA | SP-132015123
5005682 | CONTACTOR 3RT1024-1AG20 | 22844 | DAIKIN APPLIED EUROPE SPA | SP-132015121
5005683 | INT AUT 9/12.5A 100KA 3RV1021-1KA10 | 22844 | DAIKIN APPLIED EUROPE SPA | SP-132015122
5005684 | TRANSFORMER 0-690/0-115 500VA | 22844 | DAIKIN APPLIED EUROPE SPA | SP-131045139
5005685 | TRANSFORMER 0-690/0-115 1000VA | 22844 | DAIKIN APPLIED EUROPE SPA | SP-131045140
5005686 | CONDENSER COIL 1602-AL 50X125,2 SX | 22844 | DAIKIN APPLIED EUROPE SPA | 139710009
5005687 | Condenser coil 1602-AL 50X125,2 DX | 22844 | DAIKIN APPLIED EUROPE SPA | 139710013
5005688 | Condenser coil 1403-AL 50X209,4 SX | 22844 | DAIKIN APPLIED EUROPE SPA | 139710057
5005689 | Condenser coil 1403-AL 50X209,4 DX | 22844 | DAIKIN APPLIED EUROPE SPA | 139710061
5005769 | SCREW TCEI M10X45 UNI5931 | 22844 | DAIKIN APPLIED EUROPE SPA | 7156-18-173
5005770 | EVAPORATOR GEA M25-40 LG X | 22844 | DAIKIN APPLIED EUROPE SPA | 132811108
5005771 | HEATER 3/4GAS 100W.230V | 22844 | DAIKIN APPLIED EUROPE SPA | 132012071
5005772 | FUSE D01 Gg 6A 500V -IT1310006 | 22844 | DAIKIN APPLIED EUROPE SPA | SP-131029087
5005773 | THERMOSTAT MOD.14T+5EC | 22844 | DAIKIN APPLIED EUROPE SPA | 131031047
5005774 | Condenser coil (AC) SX 2700x2x16 44F/3F | 22844 | DAIKIN APPLIED EUROPE SPA | 135003378
5005781 | SAF.VALVE 3060/45C 24,5bar 1/2" NPT | 22844 | DAIKIN APPLIED EUROPE SPA | 131038226
5005782 | FAN ASS'Y 110V - W + FILTER IP54 AC | 22844 | DAIKIN APPLIED EUROPE SPA | 11025152000
5005827 | MQCS908 2C(111/45KW) OS AU220V | 22844 | DAIKIN APPLIED EUROPE SPA | N38010990-2
5005862 | SWITCHBOX DOOR RIGHT (DOOR GUIDE ON TOP) | 22844 | DAIKIN APPLIED EUROPE SPA | DK9SW71020-13
5005863 | SWITCHBOX DOOR LEFT / DISPLAY PLC DOWN | 22844 | DAIKIN APPLIED EUROPE SPA | DK9SW71020-06
5005864 | CMPR IMPELLER ASSY CE 087M | 22844 | DAIKIN APPLIED EUROPE SPA | 71566504
5005865 | SUCTION VALVE GASKET | 22844 | DAIKIN APPLIED EUROPE SPA | 132021047
5005866 | FAN MOTOR 3kW 3Ph. 4P 230/400V 50Hz | 22844 | DAIKIN APPLIED EUROPE SPA | AHMT00300F100LB4PL1
5005867 | PULLEY 2SPA118 | 22844 | DAIKIN APPLIED EUROPE SPA | AHPL118M2SPA1610FIS
5005868 | Taper lock 1610 – hole 28 | 22844 | DAIKIN APPLIED EUROPE SPA | AHTB1610MFORO-ST028
5005869 | PULLEY 2SPA100 | 22844 | DAIKIN APPLIED EUROPE SPA | AHPL100M2SPA1610FIS
5005870 | Taper Lock 1610 – hole 25 | 22844 | DAIKIN APPLIED EUROPE SPA | AHTB1610MFORO-ST025
5005881 | Board installed MCQUAY MCK030AR -AFBB | 22844 | DAIKIN APPLIED EUROPE SPA | 04089027263
5005886 | VALVE LIFT PIN MQCS-908/90 | 22844 | DAIKIN APPLIED EUROPE SPA | 132013026
5005887 | CYLINDER D.95 X MQCS-908/90 | 22844 | DAIKIN APPLIED EUROPE SPA | 132009020
5005888 | UNLOAD CYLINDER MQCS-908/90 | 22844 | DAIKIN APPLIED EUROPE SPA | 210004009
5005889 | VALVE LIFT PIN MQCS-808/85 | 22844 | DAIKIN APPLIED EUROPE SPA | 132013025
5005890 | CYLINDER D.95 X MQCS-808/85 | 22844 | DAIKIN APPLIED EUROPE SPA | 132009018
5005891 | UNLOAD CYLINDER MQCS-808/85 | 22844 | DAIKIN APPLIED EUROPE SPA | 210004008
5005892 | EVAP IRON HEAD KIT | 22844 | DAIKIN APPLIED EUROPE SPA | E44042737K
5005893 | Plug 3/4 GAS + Anode L=800 | 22844 | DAIKIN APPLIED EUROPE SPA | 130506051
5005894 | Heat Cu-Al P3012AC 1R-38T-1230 A-2.5pa 3 | 22844 | DAIKIN APPLIED EUROPE SPA | AHCOI01120093006002
5005895 | Gask.De142 Di 90xFLANG.DN80 | 22844 | DAIKIN APPLIED EUROPE SPA | 132021021-SF
5005896 | Gear Pinion CE126 BD | 22844 | DAIKIN APPLIED EUROPE SPA | 759909155
5005897 | Gear LS CE126 BD | 22844 | DAIKIN APPLIED EUROPE SPA | 759734055
5005966 | BELT TYPE SPA - LENGTH 857mm | 22844 | DAIKIN APPLIED EUROPE SPA | AHCN0857M00SPAA0857
5005967 | CONDENSER COIL AL-3R SX/6F-XN/100-110-HA | 22844 | DAIKIN APPLIED EUROPE SPA | 135700008
5005970 | MQCS808 2C(82/36KW)R22 AU220V | 22844 | DAIKIN APPLIED EUROPE SPA | N38010880-SPEC
5005971 | CONT PANEL VENTILATION KIT | 22844 | DAIKIN APPLIED EUROPE SPA | 888101005
5005979 | Suction tube | 22844 | DAIKIN APPLIED EUROPE SPA | 219407082
5005980 | Tube D.35X1,5 L=134 | 22844 | DAIKIN APPLIED EUROPE SPA | 218506239
5005981 | FITTING | 22844 | DAIKIN APPLIED EUROPE SPA | 130834082
5005985 | Motor 4kW - 6 pole - Eff.2 | 22844 | DAIKIN APPLIED EUROPE SPA | AHMT00400F132MA6PL1
5005986 | Motor 5,5 kW - 2 pole - Eff.2 | 22844 | DAIKIN APPLIED EUROPE SPA | AHMT00550F132SA2PL1
5005989 | Sound proof cabinet ALS.2 cl-2/.4 c3-4 x | 22844 | DAIKIN APPLIED EUROPE SPA | 139410187
5005990 | FIXING COMPONENTS | 22844 | DAIKIN APPLIED EUROPE SPA | COMME0511
5006008 | Evaporator EV50270777 | 22844 | DAIKIN APPLIED EUROPE SPA | 135004470
5006009 | BAF FILTER 287x592x290 | 22844 | DAIKIN APPLIED EUROPE SPA | AHFL592X287FGH09RTE
5006010 | BAF FILTER 592x592x290 | 22844 | DAIKIN APPLIED EUROPE SPA | AHFL592X592FGH09RTE
5006011 | Cooling coil P3012 - 5R - 38T - 1230A - | 22844 | DAIKIN APPLIED EUROPE SPA | AHCOI01121093006002
5006030 | FLANGE COLLAR DN80/2284-67PN40 3.1B | 22844 | DAIKIN APPLIED EUROPE SPA | 131202021
5006031 | COPPER GASKET 5/8" | 22844 | DAIKIN APPLIED EUROPE SPA | 130803054
5006033 | CONDENSER CB3531134/2P PED | 22844 | DAIKIN APPLIED EUROPE SPA | 135005632
5006034 | EVAPOR EV40271010/7N2 PED 115V 20mm | 22844 | DAIKIN APPLIED EUROPE SPA | 135004554
5006036 | Condenser coil 3R-AL 14FPI L=2250 DX | 22844 | DAIKIN APPLIED EUROPE SPA | 137013665
5006037 | PHE DV47-66D/220+BT | 22844 | DAIKIN APPLIED EUROPE SPA | 137013017
5006038 | DAIKIN+LOGO STICKER (large) | 22844 | DAIKIN APPLIED EUROPE SPA | DK3SP1-10-0513A
5006039 | DAIKIN+LOGO STICKER (small) | 22844 | DAIKIN APPLIED EUROPE SPA | DK3SP1-10-0513B
5006040 | Copper Tube | 22844 | DAIKIN APPLIED EUROPE SPA | 131506018
5006041 | RIGID BAG FILTER-Eff.F6- 592X592X290mm | 22844 | DAIKIN APPLIED EUROPE SPA | AHFL592X592F5F06RTE
5006042 | ELECTRIC MOTOR 1,5kW - 2P - EffCla 2 | 22844 | DAIKIN APPLIED EUROPE SPA | AHMT00150F0090S2PL1
5006043 | BELT TYPE SPA - LENGTH 1180mm | 22844 | DAIKIN APPLIED EUROPE SPA | AHCN1180M00SPAA1180
5006044 | ELECTROPUMP ZV35-T90-009 | 22844 | DAIKIN APPLIED EUROPE SPA | AHPMT90-009
5006045 | Evaporating panel 0,35mq tick. 200mm | 22844 | DAIKIN APPLIED EUROPE SPA | AHPEPACCOEVAP1SP20
5006046 | Microswitch | 22844 | DAIKIN APPLIED EUROPE SPA | AHMICROSWITCH
5006047 | EXPANS.VESSEL 24L AAIVE00B01EC1 | 22844 | DAIKIN APPLIED EUROPE SPA | A012J27
5006048 | EV40190878 COIB 10MM 110V PED | 22844 | DAIKIN APPLIED EUROPE SPA | 133099137
5006049 | MQCS908 PW R22 1PC.A220V SPEC | 22844 | DAIKIN APPLIED EUROPE SPA | N38020989-SPEC
5006050 | EV32110088 110V 20MM PED | 22844 | DAIKIN APPLIED EUROPE SPA | 133060034
5006051 | EVAPORATOR EV35191111 COI 10MM PED | 22844 | DAIKIN APPLIED EUROPE SPA | 135004132
5006053 | Condenser coil (AC) DX 5400x3x14 | 22844 | DAIKIN APPLIED EUROPE SPA | 235003138
5006054 | Condenser Coil (CS) SX 6300x3x14 44F | 22844 | DAIKIN APPLIED EUROPE SPA | 235003352
5006055 | Condenser Coil (CS) DX 6300x3x14 44F | 22844 | DAIKIN APPLIED EUROPE SPA | 235003356
5006056 | Wooden Crate 660x130x32 (for 5006055 & 5 | 22844 | DAIKIN APPLIED EUROPE SPA | 132007320
5006057 | Spring Antiv. Kit | 22844 | DAIKIN APPLIED EUROPE SPA | 64670
5006058 | COIL GUARD KIT - OPCG | 22844 | DAIKIN APPLIED EUROPE SPA | 54485
5006059 | EVAPORATOR ASSY 32270099 20MM BRINE PED | 22844 | DAIKIN APPLIED EUROPE SPA | 133099442
5006060 | CONDENSER CB2731026 VIC 5" 10MM PED | 22844 | DAIKIN APPLIED EUROPE SPA | 133365803
5006061 | OIL FEED PIPE SCREW-MOTOR HSG | 22844 | DAIKIN APPLIED EUROPE SPA | M350237804
5006062 | MQCS906PW R407c 2PC 110V | 22844 | DAIKIN APPLIED EUROPE SPA | N40030970
5006063 | HSS3221 3.0VR-400V 134a 115V | 22844 | DAIKIN APPLIED EUROPE SPA | M350999198
5006068 | CONDENSER LEFT | 22844 | DAIKIN APPLIED EUROPE SPA | DK3PW12639-2C
5006069 | CONDENSER RIGHT | 22844 | DAIKIN APPLIED EUROPE SPA | DK3PW12640-2C
5006070 | CONDENSER LEFT | 22844 | DAIKIN APPLIED EUROPE SPA | DK3PW12668-2B
5006071 | CONDENSER RIGHT | 22844 | DAIKIN APPLIED EUROPE SPA | DK3PW12667-2B
5006072 | MQCS908 PW R407c 2PC.AU220v. | 22844 | DAIKIN APPLIED EUROPE SPA | N40020990
5006073 | OIL FEED PIPE SCREW-MOTOR HSG | 22844 | DAIKIN APPLIED EUROPE SPA | M350237804
5006084 | Transformer 415/115V 500VA | 22844 | DAIKIN APPLIED EUROPE SPA | SP-131045138
5006115 | SIGHT GLASS FOR OIL SEP | 22844 | DAIKIN APPLIED EUROPE SPA | E009150
5006116 | OUTPUT CHOKES 12 AMP. | 22844 | DAIKIN APPLIED EUROPE SPA | 13.DR.B08-1851
5006117 | INVERTER KEB 5,5 Kw. | 22844 | DAIKIN APPLIED EUROPE SPA | 13.F5.C1D-Y00E
5006118 | EVAPORATOR HEAD GASKET D=324mm | 22844 | DAIKIN APPLIED EUROPE SPA | E34133201
5006119 | DISTRIBUTOR GASKET D=324mm | 22844 | DAIKIN APPLIED EUROPE SPA | E34133202
5006125 | Transfomer .200 VA P.230/S.24 T9-0-9 | 22844 | DAIKIN APPLIED EUROPE SPA | SP-131045132
5006126 | FUSE GAUGE RING D02 20A | 22844 | DAIKIN APPLIED EUROPE SPA | SP-131028030
5006127 | BOLT M20X40 UNI 5739-8,8 | 22844 | DAIKIN APPLIED EUROPE SPA | 130328296
5006168 | COND. COIL (AC) DX 4500x3x14 44F 2c | 22844 | DAIKIN APPLIED EUROPE SPA | 135003322-SP
5006186 | Vesl Hd Return 26" (Blind cover) | 22844 | DAIKIN APPLIED EUROPE SPA | 332400105
5006188 | Condenser coil (AL) DX 7200x3x14 44F (ci | 22844 | DAIKIN APPLIED EUROPE SPA | 235003221
5006191 | STAT.60Kw 400V HS-3100 | 22844 | DAIKIN APPLIED EUROPE SPA | M331314048
5006192 | KIT BOX TRAFO 3000VA (VFD Siem) | 22844 | DAIKIN APPLIED EUROPE SPA | 139999371
5006202 | EV35110099 COIB-10MM 110V PED | 22844 | DAIKIN APPLIED EUROPE SPA | 135004261
5006203 | EV40271111 110V COIB10MM PED | 22844 | DAIKIN APPLIED EUROPE SPA | 135004465
5006204 | EV27270088/13 20MM BRINE PED | 22844 | DAIKIN APPLIED EUROPE SPA | 133365712
5006205 | SOUND PROOF CABINET 3200 | 22844 | DAIKIN APPLIED EUROPE SPA | 239555023
5006206 | EXP.VALV.Y735-OVE15 CP100 | 22844 | DAIKIN APPLIED EUROPE SPA | 131009049
5006208 | KIT PLANTVISOR | 22844 | DAIKIN APPLIED EUROPE SPA | 224620048
5006211 | SOL.VALVE PM1-50/D.54 110V | 22844 | DAIKIN APPLIED EUROPE SPA | 131076054
5006212 | START PANEL VFD-6SL3 70-1GE35-0AA0 490A | 22844 | DAIKIN APPLIED EUROPE SPA | 131034455
5006224 | FAN YT160-1000 | 22844 | DAIKIN APPLIED EUROPE SPA | M03039001529
5006225 | WIRE CABLE ASSY MAIL SW.BOX->COMPR. + OT | 22844 | DAIKIN APPLIED EUROPE SPA | 129640572-MASC1
5006226 | FAN THLZ 225 R | 22844 | DAIKIN APPLIED EUROPE SPA | AHFA2B1THLZ0225-R-1
5006227 | FAN MOTOR 2,2 kW - 2 poles - Eff. 2 | 22844 | DAIKIN APPLIED EUROPE SPA | AHMT00220F0090L2PL1
5006228 | RADIAL SUCTION FLTR FR4A/FR3B | 22844 | DAIKIN APPLIED EUROPE SPA | 332130501
5006229 | FAN THERMAL OVERLOAD 3RV1011-1GA10 | 22844 | DAIKIN APPLIED EUROPE SPA | SP-132015083
5006230 | CB2731074/2P NS CONDENSER PED | 22844 | DAIKIN APPLIED EUROPE SPA | 135005633
5006232 | TRANSFORMER 0-24/0-24V 15VA | 22844 | DAIKIN APPLIED EUROPE SPA | SP-132015131
5006257 | DISCHARGE BUSH D.67 | 22844 | DAIKIN APPLIED EUROPE SPA | 132013042
5006258 | DISCHARGE FLANGE 2-1/2" | 22844 | DAIKIN APPLIED EUROPE SPA | M330554001
5006259 | BOLT | 22844 | DAIKIN APPLIED EUROPE SPA | 130328123
5006260 | FLANGED PIPE STUB | 22844 | DAIKIN APPLIED EUROPE SPA | 218510380
5006261 | ASSY SOUNDINS. WC 170KW | 22844 | DAIKIN APPLIED EUROPE SPA | DK2PW25266-2B
5006262 | COMPRESSOR BODY + INTERNAL PIPES INSTALL | 22844 | DAIKIN APPLIED EUROPE SPA | 220001016-RIC
5006275 | HSA/W-220 145Kw OVH | 22844 | DAIKIN APPLIED EUROPE SPA | RT50234002
5006276 | CONTROLE MODULE | 22844 | DAIKIN APPLIED EUROPE SPA | 04084068700
5006277 | BITZ.6H35.2 1P.380/110.R22+RUB | 22844 | DAIKIN APPLIED EUROPE SPA | 131019463
5006278 | BITZ.6G40.2 1P.380/110.R22+RUB | 22844 | DAIKIN APPLIED EUROPE SPA | 131019464
5006279 | COND. COIL (AC) SX 4500X3X14 44F 2C. | 22844 | DAIKIN APPLIED EUROPE SPA | 135003318-SP
5006280 | CONDENSER COILl AL 3R SX/R80:100-Z40:50 | 22844 | DAIKIN APPLIED EUROPE SPA | 132013608-SP
5006281 | CONDENSER COIL AL 3R DX/R80:100-Z40:50 | 22844 | DAIKIN APPLIED EUROPE SPA | 132013612-SP
5006287 | EV27270088M 20MM BRINE PED VICTAULIC | 22844 | DAIKIN APPLIED EUROPE SPA | 1333365726
5006288 | CONDENSER COIL 1403-AL 50X125,2/SX, | 22844 | DAIKIN APPLIED EUROPE SPA | 239710041
5006289 | CONDENSER COIL 1403-AL 50X125,2/DX | 22844 | DAIKIN APPLIED EUROPE SPA | 239710045
5006291 | MOTOR SADDLE SMA 270 | 22844 | DAIKIN APPLIED EUROPE SPA | AHSM270M100LBSMA270
5006292 | FAN MOTOR V - 1,5Kw | 22844 | DAIKIN APPLIED EUROPE SPA | AHMT00150F0090L4PL1
5006293 | FAN MOTOR V - 3Kw | 22844 | DAIKIN APPLIED EUROPE SPA | AHMT00300F0100L2PL1
5006294 | EV27110077 110V PED INSUL 10MM | 22844 | DAIKIN APPLIED EUROPE SPA | 133099403
5006297 | CHECK VALVE 1"5/8 -3122-13 | 22844 | DAIKIN APPLIED EUROPE SPA | 10000107130
5006304 | PULLEY 2SPA106mm | 22844 | DAIKIN APPLIED EUROPE SPA | AHPL106M2SPA1610FIS
5006305 | PULLEY 1SPA140mm | 22844 | DAIKIN APPLIED EUROPE SPA | AHPL140M1SPA1610FIS
5006306 | PULLEY 1SPA125mm | 22844 | DAIKIN APPLIED EUROPE SPA | AHPL125M1SPA1610FIS
5006307 | EKDSSPxxx-SERIAL SEQ.PANEL | 22844 | DAIKIN APPLIED EUROPE SPA | 129150137
5006309 | TERMINAL COVER FOR 9340.010 | 22844 | DAIKIN APPLIED EUROPE SPA | 9340.070
5006310 | FUSE NH00 GG 160A 690V | 22844 | DAIKIN APPLIED EUROPE SPA | SP-131030061
5006311 | CONTACTOR 110V 3RT1045-1AG20 | 22844 | DAIKIN APPLIED EUROPE SPA | SP-132015126
5006312 | CONTACTOR 110V 3RT1036-1AG20 | 22844 | DAIKIN APPLIED EUROPE SPA | SP-132015127
5006313 | FUSE 500A 690V | 22844 | DAIKIN APPLIED EUROPE SPA | SP-131030060
5006314 | CONDENSER COIL DXAC 2700X4X12/44 | 22844 | DAIKIN APPLIED EUROPE SPA | 135003462
5006315 | EVAP EV32110099D 10MM 220V PED | 22844 | DAIKIN APPLIED EUROPE SPA | 134014160
5006316 | ASSY SOUNDINS. WC 170KW | 22844 | DAIKIN APPLIED EUROPE SPA | DK2PW25266-5B
5006318 | SPRING ANTI VIBR MOUNT KIT | 22844 | DAIKIN APPLIED EUROPE SPA | 54990
5006375 | EMPTY CONTROL PANEL | 22844 | DAIKIN APPLIED EUROPE SPA | 888101007
5006376 | FULL CONTROL PANEL | 22844 | DAIKIN APPLIED EUROPE SPA | 888101008
5006377 | MALE AND FEMALE CONNECTORS WITHOUT CABLE | 22844 | DAIKIN APPLIED EUROPE SPA | 129640617-CONN
5006378 | MESH PAD 430x120x55 (7 layers) | 22844 | DAIKIN APPLIED EUROPE SPA | 87225-510
5006379 | MESH PAD 435x430x55 (7 layers) | 22844 | DAIKIN APPLIED EUROPE SPA | 87225-511
5006380 | DOOR + HANDLE +HINGES | 22844 | DAIKIN APPLIED EUROPE SPA | AHPN1_SPARE_DOOR01
5006381 | PANEL AHU | 22844 | DAIKIN APPLIED EUROPE SPA | AHPN1_SPAREPANNEL01
5006382 | DAMPER H=510 W=1650-GALVANIZED | 22844 | DAIKIN APPLIED EUROPE SPA | AHDP0510X1650AEH1LZ
5006383 | COOL CU-AL-FEZN P30AR 3R-46T-1 | 22844 | DAIKIN APPLIED EUROPE SPA | AHCOI0103096001020
5006391 | THERMOSTAT/DISCHARGE UT12-2500K | 22844 | DAIKIN APPLIED EUROPE SPA | M04159003875
5006399 | NON RETURN VALVE | 22844 | DAIKIN APPLIED EUROPE SPA | M331322001-RIC
5006400 | CONDENSER DX 4500X3X14 44F 3C. VERTICAL | 22844 | DAIKIN APPLIED EUROPE SPA | 135003398
5006409 | COIB-10MM 110V PED | 22844 | DAIKIN APPLIED EUROPE SPA | EV55198888
5006412 | SUCTION PIPE ASS'Y | 22844 | DAIKIN APPLIED EUROPE SPA | DK3PW22447-1
5006413 | ASS'Y OP52 160+200Hp | 22844 | DAIKIN APPLIED EUROPE SPA | DK3PW09091-5 C
5006414 | HS3122 3VR 60KW 400V.AUX115V. | 22844 | DAIKIN APPLIED EUROPE SPA | P331315115
5006416 | PHASE MONITOR DPC01DM69 | 22844 | DAIKIN APPLIED EUROPE SPA | SP-132015133
5006419 | SOUND PROOF CABINET | 22844 | DAIKIN APPLIED EUROPE SPA | 239555026
5006420 | SOUND PROOF CABINET PFS208-229 | 22844 | DAIKIN APPLIED EUROPE SPA | 128899026
5006422 | ASSY SOUNDINS. WC 120KW | 22844 | DAIKIN APPLIED EUROPE SPA | DK2PW25266-1
5006423 | PCO SER BACNET MS/TP485 PCO1000BA0 | 22844 | DAIKIN APPLIED EUROPE SPA | 129150187
5006424 | BRIST.H2NG244DREF 380V. 1V/R22 | 22844 | DAIKIN APPLIED EUROPE SPA | 131019216
5006438 | MQCS808 PW R407c 2PC.AU110V | 22844 | DAIKIN APPLIED EUROPE SPA | N40030885
5006475 | PCO301BL0 MICR-pCO3 Larg.BID | 22844 | DAIKIN APPLIED EUROPE SPA | 129150201
5006476 | EVAPORATOR EV32270077/11NS 20MM 230V PED | 22844 | DAIKIN APPLIED EUROPE SPA | 134021126
5006477 | EVAPORATOR EV2727066/13NS 20MM 230V PED | 22844 | DAIKIN APPLIED EUROPE SPA | 134021127
5006491 | CONDENSER COIL GUARD KIT ALS3-4(D)/FR4 2 | 22844 | DAIKIN APPLIED EUROPE SPA | 54211
5006492 | CONDENSER COIL GUARD KIT ALS3-4(D)/FR4 1 | 22844 | DAIKIN APPLIED EUROPE SPA | 54209
5006493 | CONDENSER COIL GUARD KIT ALS3-4(E-F)/FR4 | 22844 | DAIKIN APPLIED EUROPE SPA | 54418
5006494 | HEAD COVER GASKET A/P E2010 | 22844 | DAIKIN APPLIED EUROPE SPA | 130606110
5006495 | HIGH PRESS.SWITCH 016-H6760 | 22844 | DAIKIN APPLIED EUROPE SPA | 131035080
5006496 | LOW PRESSURE GAUGE 0-40 Bar | 22844 | DAIKIN APPLIED EUROPE SPA | 132203017
5006497 | PRESS.GAUGE 60 bar-Wika 1/8"NPT-R410 | 22844 | DAIKIN APPLIED EUROPE SPA | 132203018
5006500 | CONTACTOR 110V | 22844 | DAIKIN APPLIED EUROPE SPA | T-LCID115F7
5006508 | WATERPANEL 4 | 22844 | DAIKIN APPLIED EUROPE SPA | DK3PW27822-1
5006509 | EcheLON USB U10 75010RxLonMake | 22844 | DAIKIN APPLIED EUROPE SPA | 129150222
5006510 | FUSE COVER NH00/79448 | 22844 | DAIKIN APPLIED EUROPE SPA | SP-131028071
5006511 | ASCO VALVE BODY & ADAPTER | 22844 | DAIKIN APPLIED EUROPE SPA | 132010102
5006512 | GASKET SOLENOID VALVE | 22844 | DAIKIN APPLIED EUROPE SPA | 332130201
5006513 | VICTAULIC KIT 5" L=150/200 | 22844 | DAIKIN APPLIED EUROPE SPA | VICKIT04
5006514 | OPERATOR PANEL AOP30 V02.04 | 22844 | DAIKIN APPLIED EUROPE SPA | 6SL3055-0AA00-4CA3
5006515 | COND.HEAD GASK.2P.D.356 (CB) stainless s | 22844 | DAIKIN APPLIED EUROPE SPA | E46133504
5006517 | COMPR.FULL GASKET KIT FR3A | 22844 | DAIKIN APPLIED EUROPE SPA | 128810917-SP
5006518 | EXP.VALVE SERI-KS-BF10'-S 1.1/8X1.3/8"S. | 22844 | DAIKIN APPLIED EUROPE SPA | 131009177
5006519 | S.VALVE 1/2NPT 25.5bar | 22844 | DAIKIN APPLIED EUROPE SPA | 131038269
5006520 | COMPRESSOR 400V/3PH/50HZ R134A AUX-115V | 22844 | DAIKIN APPLIED EUROPE SPA | 332126113
5006521 | SPEEDTROL 12.F5.C1B-350A | 22844 | DAIKIN APPLIED EUROPE SPA | 12.F5.C1B-350A
5006522 | COMPR.HS-3118 3VR 43KW 400V 115V | 22844 | DAIKIN APPLIED EUROPE SPA | P331315112
5006523 | COMPRE.HS-3120 3VR 43KW 400V.AUX115V | 22844 | DAIKIN APPLIED EUROPE SPA | P331315113
5006524 | COMPR.HS-3121 3VR 60Kw 400V.Aux115V | 22844 | DAIKIN APPLIED EUROPE SPA | P331315114
5006525 | COMPR.HS-3123 3VR 60KW 400V.AUX115V | 22844 | DAIKIN APPLIED EUROPE SPA | P331315120-SP
5006526 | COMPRESSOR THERMAL RELAY | 22844 | DAIKIN APPLIED EUROPE SPA | SP-132015124
5006527 | CURRENT LIMITER | 22844 | DAIKIN APPLIED EUROPE SPA | SP-132015128
5006528 | ENERGY METER NEMO D4-LE 80-265 MFD4421 | 22844 | DAIKIN APPLIED EUROPE SPA | SP-132015129
5006529 | Suction valv MQCS 600 oversize | 22844 | DAIKIN APPLIED EUROPE SPA | 132013168
5006532 | Evaporator EV40271313/5NS 20MM | 22844 | DAIKIN APPLIED EUROPE SPA | 135004744
5006533 | CONDENSOR C3012-526(CL) | 22844 | DAIKIN APPLIED EUROPE SPA | C133999035
5006538 | PLATE H/E B60X24L/1P | 22844 | DAIKIN APPLIED EUROPE SPA | 132811161
5006539 | PHE SWEP B60X30L/1P | 22844 | DAIKIN APPLIED EUROPE SPA | 132811162
5006576 | O-RING | 22844 | DAIKIN APPLIED EUROPE SPA | 130611486
5006578 | ASS'Y BLOW OFF | 22844 | DAIKIN APPLIED EUROPE SPA | DK4PW09766-6A
5006579 | ASS'Y BLOW OFF | 22844 | DAIKIN APPLIED EUROPE SPA | DK4PW09766-5A
5006580 | SOUND PROOF CABINET MNG | 22844 | DAIKIN APPLIED EUROPE SPA | 239555017
5006581 | BUTTERFLY VALVE DN100 PN16 | 22844 | DAIKIN APPLIED EUROPE SPA | 131302025
5006583 | FAN SPEED CONTR.22F-D2P5N113 | 22844 | DAIKIN APPLIED EUROPE SPA | AHINVERTER00075KW1S
5006584 | COMPR.GUARD KIT FR4 ALS(E-F)17-18F | 22844 | DAIKIN APPLIED EUROPE SPA | 54265
5006586 | CARBON FILTER VARISORB 592x287x292 | 22844 | DAIKIN APPLIED EUROPE SPA | AHFL592X287F5W00CPT
5006587 | CARBON FILTER VARISORB 592x592x292 | 22844 | DAIKIN APPLIED EUROPE SPA | AHFL592X592F5W00CPT
5006588 | EVAPORATOR EV50270777 115V COIB 10MM PED | 22844 | DAIKIN APPLIED EUROPE SPA | 135004507
5006592 | STATOR 125kW 400V 50 Hz F3BL | 22844 | DAIKIN APPLIED EUROPE SPA | 332121468
5006608 | MALE/FEM CONNECT. 35PIN | 22844 | DAIKIN APPLIED EUROPE SPA | SP-132015137
5006611 | FAN MOTOR 0,75 kW - 2 pole - EFF. 2 | 22844 | DAIKIN APPLIED EUROPE SPA | AHMT00075F0080A2PL1
5006623 | PUMP LOWARA FCTE80-125/4,0Kw | 22844 | DAIKIN APPLIED EUROPE SPA | 132017029
5006676 | PUMP WATERCIRCULATION ZV90-015 Kw | 22844 | DAIKIN APPLIED EUROPE SPA | AHPMTV90-015
5006677 | MICROTEC CONTROL PANEL IQ1000 II | 22844 | DAIKIN APPLIED EUROPE SPA | 074783801
5006678 | COVER GASKET FOR FLOAT VALVE | 22844 | DAIKIN APPLIED EUROPE SPA | 027B2061
5006685 | EVAPORATOR EV35191011D 10MM 115V PED | 22844 | DAIKIN APPLIED EUROPE SPA | 135004133
5006690 | CONDENSER COIL | 22844 | DAIKIN APPLIED EUROPE SPA | 135003543-VERT
5006691 | CONDENSER COIL | 22844 | DAIKIN APPLIED EUROPE SPA | 135003563-VERT
5006697 | THERMOSTAT A19ABC-9116/1-60 | 22844 | DAIKIN APPLIED EUROPE SPA | 131031058
5006700 | ELECTRICAL KIT FOR PUMP | 22844 | DAIKIN APPLIED EUROPE SPA | 129622002
5006701 | KIT GASKET - BOLT | 22844 | DAIKIN APPLIED EUROPE SPA | 128810980
5006709 | ACCESS DOOR PANEL ADN16EA | 22844 | DAIKIN APPLIED EUROPE SPA | AHPN2_103019002
5006710 | ALUM.CORNER PROFILE 1988mm | 22844 | DAIKIN APPLIED EUROPE SPA | AHAP060PCO1P161R10N
5006711 | ALUM.CORNER PROFILE 2938mm | 22844 | DAIKIN APPLIED EUROPE SPA | AHAP060PCO1P161R10
5006712 | PLAST.CORNER PROFILE 1988mm | 22844 | DAIKIN APPLIED EUROPE SPA | AHCO000NPVCFRAME001
5006713 | PLAST.CORNER PROFILE 2938mm | 22844 | DAIKIN APPLIED EUROPE SPA | AHCO000NPVCFRAME001
5006714 | NYLON CORNER 60mm | 22844 | DAIKIN APPLIED EUROPE SPA | AHCO060PNYL1N060R10
5006715 | COOL CU-AL-FEZnp60AR9R | 22844 | DAIKIN APPLIED EUROPE SPA | AHCOI0103104010003
5006717 | COMPR.CABINET LNXN 1-2 AWS.2 | 22844 | DAIKIN APPLIED EUROPE SPA | 10000102470[E]
5006732 | LOWER BEAM C.BOX SIDE | 22844 | DAIKIN APPLIED EUROPE SPA | 10000100265
5006733 | EVAPORATOR SAFETY GUARD GRILLE | 22844 | DAIKIN APPLIED EUROPE SPA | 10000107090
5006737 | SIGNAL CONVERTER 1CORIA24 | 22844 | DAIKIN APPLIED EUROPE SPA | 1CORIA24
5006738 | ALUMINIUM “OMEGA” PROFILE LENGHT 1788mm | 22844 | DAIKIN APPLIED EUROPE SPA | AHAP060POM1P261R10N
5006740 | CABLES FOR TRANSDUCER WL1+WL2 | 22844 | DAIKIN APPLIED EUROPE SPA | C129640517-TRANSD
5006742 | Aux cables w/conn C1 M/F | 22844 | DAIKIN APPLIED EUROPE SPA | 129640617-RIC1
5006745 | COMPRESSOR CE126M | 22844 | DAIKIN APPLIED EUROPE SPA | 995316-CE126M
5006747 | COMPR.CABINET 6F F3A/B | 22844 | DAIKIN APPLIED EUROPE SPA | 239554901[E]-TOP
5006748 | INVERTER ROCKWELL 3.7Kw 22FD8P7N113 | 22844 | DAIKIN APPLIED EUROPE SPA | 22F-D8P7N113
5006775 | KIT RIC.PR.DIFF.x'VFD'/WSC | 22844 | DAIKIN APPLIED EUROPE SPA | 228302686
5006776 | INVERTER VACON | 22844 | DAIKIN APPLIED EUROPE SPA | 131093033
5006777 | FAN TYPE TLZ 630 R WITH FLANGE | 22844 | DAIKIN APPLIED EUROPE SPA | AHFA2A1-TLZ0630-R-2
5006778 | MOTOR-DOUBLE POLES–15,4/3,6 KW–4-8 POLES | 22844 | DAIKIN APPLIED EUROPE SPA | AHMD154-036180M4-81
5006907 | EVAPORATOR EV50270777T 110V COIB20MM PED | 22844 | DAIKIN APPLIED EUROPE SPA | 135004509
5006908 | CONTACTOR LC1D65M7 3P 65A 220VAC | 22844 | DAIKIN APPLIED EUROPE SPA | T-LC1D65M7
5006911 | FLEX.PIPE D 1-3/4"L=2675 | 22844 | DAIKIN APPLIED EUROPE SPA | 133205020
5006912 | EV50270999 COIB-10MM 110v PED | 22844 | DAIKIN APPLIED EUROPE SPA | 135004510
5006913 | FUSE CH10g G10.3x38 16A | 22844 | DAIKIN APPLIED EUROPE SPA | SP-131029094
5006914 | CONTACTOR 110V 50/60HZ 3RT1046-1AG20 | 22844 | DAIKIN APPLIED EUROPE SPA | SP-132015102
5006916 | HEXAGON BOLT M14 x 80 DIN931 10.9 | 22844 | DAIKIN APPLIED EUROPE SPA | 130301695
5006924 | LIQUID LINE EXP.VALVE TO EVAPORATOR | 22844 | DAIKIN APPLIED EUROPE SPA | 888101010
5006925 | TANDEM SZ220.4 K66 AT.SAL/400V (64,5 Kw) | 22844 | DAIKIN APPLIED EUROPE SPA | 131019385
5006926 | FUSE CH10gG 32A 10,3x38/1421032 | 22844 | DAIKIN APPLIED EUROPE SPA | 131029064
5006927 | DISCHARGE PIPE ASSY CIRC.2 | 22844 | DAIKIN APPLIED EUROPE SPA | 225010790-RIC
5006935 | EVAPORATOR HEATER 110V. 80W. | 22844 | DAIKIN APPLIED EUROPE SPA | 132012070
5006936 | COMPRESSOR DISCHARGE MUFFLER D54 | 22844 | DAIKIN APPLIED EUROPE SPA | 132810101
5006937 | FAN ASSY EBM-HYBLADE80 (INOX) | 22844 | DAIKIN APPLIED EUROPE SPA | 139410323-RIC
5006938 | FILTER (TYPE F5) 287X592X48mm | 22844 | DAIKIN APPLIED EUROPE SPA | AHFL287X592A2EAM500
5006939 | INVERTER RETROFIT 115V (3200) | 22844 | DAIKIN APPLIED EUROPE SPA | 888101011
5006940 | FEMALE CONNECTOR + CABLES | 22844 | DAIKIN APPLIED EUROPE SPA | 124640003-FEM
5006942 | Kit SPEEDTROL 110VxPE/MNG-MONO | 22844 | DAIKIN APPLIED EUROPE SPA | 129621999
5006943 | EVAPORATOR EV40271010/9NS 20MM 230V PED | 22844 | DAIKIN APPLIED EUROPE SPA | 135004555
5006944 | SOLEN.VALVE 110V.EVR32 D.35 | 22844 | DAIKIN APPLIED EUROPE SPA | 131008070
5007009 | CAST SHUT-OFF VALVE D.102-4' | 22844 | DAIKIN APPLIED EUROPE SPA | 10000107037
5007010 | PRESSURE TRANSDUCER 0-16 Bar | 22844 | DAIKIN APPLIED EUROPE SPA | 129150066
5007011 | STAR KIT 3200-HS3220-HSA/HSW197 | 22844 | DAIKIN APPLIED EUROPE SPA | 95814-201
5007012 | FAN SPEED CONTROL DEVICE OPFS | 22844 | DAIKIN APPLIED EUROPE SPA | 61502
5007013 | SWITCH.BOX INVERTER DE-SUPERHEATER | 22844 | DAIKIN APPLIED EUROPE SPA | DK4SW01319-03D
5007014 | HOSE SET | 22844 | DAIKIN APPLIED EUROPE SPA | DK4PW33537-1A
5007016 | SPARE PARTSKIT FOR UNIT SN°1095016001 | 22844 | DAIKIN APPLIED EUROPE SPA | AHSP-KIT-1095016001
5007031 | SP.PARTSKIT FAN SECT. UNIT SN°1092005001 | 22844 | DAIKIN APPLIED EUROPE SPA | AHSP-KIT-1092005001
5007039 | STATOR 180kW 400V 50 Hz F4A | 22844 | DAIKIN APPLIED EUROPE SPA | 332114668
5007041 | EXP.V.SERI-LS10'-S 1.1/8"-1.3/8" SPORLAN | 22844 | DAIKIN APPLIED EUROPE SPA | 131009178
5007042 | SUCTION SHUT-OFF VALVE | 22844 | DAIKIN APPLIED EUROPE SPA | 735039809
5007043 | FILTER DRIER 4412/11AF / 2 Core | 22844 | DAIKIN APPLIED EUROPE SPA | 133304001-CASTEL
5007107 | EVAPORATOR EV50331515/5NS 20MM PED | 22844 | DAIKIN APPLIED EUROPE SPA | 135004727
5007108 | VFD LF2 max1215A 50Hz 380-415V | 22844 | DAIKIN APPLIED EUROPE SPA | 180580-A19-3LA
5007109 | COOLING LOOPxVFD A19-3/type WW | 22844 | DAIKIN APPLIED EUROPE SPA | 180580-A09-3WW
5007110 | INVERTER RLA1270 kW710 (KEB) | 22844 | DAIKIN APPLIED EUROPE SPA | VFD1270-400ADFBBRON
5007111 | INVERTER RLA1098 kW630 (KEB) | 22844 | DAIKIN APPLIED EUROPE SPA | VFD1098-400ADFBBRON
5007169 | SUCTION LINE ASSY WITH BUTTERFLY VALVE | 22844 | DAIKIN APPLIED EUROPE SPA | 211507040-RIC
5007170 | DUAL PORT VALVE CASTEL-3032/88 1"NPT | 22844 | DAIKIN APPLIED EUROPE SPA | 10000107128
5007171 | WATERPANEL 2 | 22844 | DAIKIN APPLIED EUROPE SPA | DK3PW25294-1
5007172 | TOPGIRDER | 22844 | DAIKIN APPLIED EUROPE SPA | DK4PW37311-1
5007173 | TOP GIRDER | 22844 | DAIKIN APPLIED EUROPE SPA | DK3PW25257-1C
5007174 | EVAPORATOR EV40271010/9NS 20MM 115V PED | 22844 | DAIKIN APPLIED EUROPE SPA | 135004566
5007175 | LOWER SIDE PANEL EKBTC10N | 22844 | DAIKIN APPLIED EUROPE SPA | 804470024
5007177 | MQCS908 PW R22 2PC.AUS.220V | 22844 | DAIKIN APPLIED EUROPE SPA | N38020990
5007178 | Elec. Exp. Valve AKV20-4 54x54 042H2027 | 22844 | DAIKIN APPLIED EUROPE SPA | 131011416
5007179 | CB2715042-2P/10PEDENP081SXc1OS | 22844 | DAIKIN APPLIED EUROPE SPA | 133073501
5007180 | HSS3221 3.0VR-E R22-115 | 22844 | DAIKIN APPLIED EUROPE SPA | M350999464
5007184 | FITTING 1-1/16 UNF "x1"1/4 | 22844 | DAIKIN APPLIED EUROPE SPA | 132010052
5007185 | O-RING C0873-70 D.24,2 x 3.0 | 22844 | DAIKIN APPLIED EUROPE SPA | 130611487
5007193 | FLEX.PIPE L=2600 | 22844 | DAIKIN APPLIED EUROPE SPA | 133205092
5007194 | CONDENSER CB1915038-2P SP20 PED | 22844 | DAIKIN APPLIED EUROPE SPA | 133073809
5007195 | FUSE NH00 KTF gG 100A 690V | 22844 | DAIKIN APPLIED EUROPE SPA | SP-131030011
5007196 | ELECTRICAL PANEL CASING | 22844 | DAIKIN APPLIED EUROPE SPA | 129611009-RIC
5007197 | THERMAL OVERLOAD 2,8/4a | 22844 | DAIKIN APPLIED EUROPE SPA | SP-132015136
5007199 | FAN MTR & BLADE FC080-6DA6NV7 | 22844 | DAIKIN APPLIED EUROPE SPA | 109195
5007200 | EV32200077 230V PED COIB 20MM | 22844 | DAIKIN APPLIED EUROPE SPA | 133099401
5007201 | SALMSON PUMP DIL210-14.5/11 | 22844 | DAIKIN APPLIED EUROPE SPA | 10000107167
5007202 | FUSE GAUGE RING D02 35A WO01721 | 22844 | DAIKIN APPLIED EUROPE SPA | SP-131028032
5007203 | COIL GRID PROTECTION | 22844 | DAIKIN APPLIED EUROPE SPA | 10000107007
5007204 | TRANSPORT BRACKET | 22844 | DAIKIN APPLIED EUROPE SPA | 10000100056
5007205 | END RAIL C.BOX SIDE | 22844 | DAIKIN APPLIED EUROPE SPA | 10000100265[A]
5007206 | FILTER G4 592x287x48 | 22844 | DAIKIN APPLIED EUROPE SPA | AHFL287X592F1D00MQZ
5007207 | DISCH. FLEX PIPE DI.50 L=716 | 22844 | DAIKIN APPLIED EUROPE SPA | 133205025
5007208 | SCREW TCEI M10X16 UNI5931 | 22844 | DAIKIN APPLIED EUROPE SPA | 130306091
5007209 | WASHER10,6UNI8842-J10ZINC | 22844 | DAIKIN APPLIED EUROPE SPA | 130902028
5007210 | PLASTIC COVER FOR BUS BARS | 22844 | DAIKIN APPLIED EUROPE SPA | SP-132015154
5007211 | FUSE NH1 gG 250A 690V | 22844 | DAIKIN APPLIED EUROPE SPA | SP-131030062
5007212 | TRANSFORMER 690/115V 1000VA | 22844 | DAIKIN APPLIED EUROPE SPA | SP-131045141
5007213 | MIDDLE BEAM LOW NOISE | 22844 | DAIKIN APPLIED EUROPE SPA | DK4PW37307-1
5007215 | CONDENSER HEAD GASKET | 22844 | DAIKIN APPLIED EUROPE SPA | E44131502
5007216 | GASKET FOR ROTALOCK | 22844 | DAIKIN APPLIED EUROPE SPA | AE44131503
5007217 | GASKET FOR ROTALOCK | 22844 | DAIKIN APPLIED EUROPE SPA | AE44131504
5007221 | LIQUID LINE NON RETURN VALVE PURGE VALVE | 22844 | DAIKIN APPLIED EUROPE SPA | 111220101
5007222 | ECONOMISER FILTER | 22844 | DAIKIN APPLIED EUROPE SPA | 111220102
5007223 | ECONOM.PLATE HEAT EXCHANGER AC30-80EQ | 22844 | DAIKIN APPLIED EUROPE SPA | 111220106
5007224 | DISCHARGE CHECK VALVE DN50ZCEB PN40 | 22844 | DAIKIN APPLIED EUROPE SPA | 111220107
5007225 | OIL SEP. to COND.CHECK V. DN80ZCEB PN40 | 22844 | DAIKIN APPLIED EUROPE SPA | 111220108
5007226 | OIL RETURN SHUT-OFF VALVE | 22844 | DAIKIN APPLIED EUROPE SPA | 130805006
5007227 | LIQUID RECEIVER SIGHT GLASS | 22844 | DAIKIN APPLIED EUROPE SPA | 130809065
5007228 | LIQUID INJ. SHUT-OFF VALVE HZSR D22.5 | 22844 | DAIKIN APPLIED EUROPE SPA | 130814050
5007229 | ECONOMISER EXPANSION VALVE AKV 15-3 | 22844 | DAIKIN APPLIED EUROPE SPA | 131011417
5007230 | COMPRESSOR OIL LEVEL SENSOR | 22844 | DAIKIN APPLIED EUROPE SPA | 131024332
5007231 | OIL SEP. RELIEF VALVE & DUAL PORT VALVE | 22844 | DAIKIN APPLIED EUROPE SPA | 131038301
5007232 | OIL SEPARATOR HEATER 140W 220V | 22844 | DAIKIN APPLIED EUROPE SPA | 132012027
5007233 | LIQUID RECEIVERHLR 410 | 22844 | DAIKIN APPLIED EUROPE SPA | 132013956
5007234 | OIL SEPARATOR | 22844 | DAIKIN APPLIED EUROPE SPA | 132013960
5007235 | HIGH PRESSURE SWITCH KP7ABS + KIT IP55 | 22844 | DAIKIN APPLIED EUROPE SPA | 133010182
5007236 | OIL RETURN OIL FILTER ASSY | 22844 | DAIKIN APPLIED EUROPE SPA | 133304031
5007237 | DISCHARGE BUSH | 22844 | DAIKIN APPLIED EUROPE SPA | 84344-308
5007238 | CONTROL BOARD EKC315A ECON.EXP.VALVE | 22844 | DAIKIN APPLIED EUROPE SPA | EKC315
5007251 | COMPRESSOR CE063LAJ18F | 22844 | DAIKIN APPLIED EUROPE SPA | CE063LAJ18F
5007252 | PCO202KEY0 PCO2PROG.KEY2 MBYTE | 22844 | DAIKIN APPLIED EUROPE SPA | 129150220
5007253 | MOTORXFAN.TFE800-95 HIGHSPEED | 22844 | DAIKIN APPLIED EUROPE SPA | 139410315-MOTOR
5007254 | INVERTER ROCKWELL 1.5Kw 22FD4P2N113 | 22844 | DAIKIN APPLIED EUROPE SPA | 22F-D4P2N113
5007255 | CIRCUIT BREAKER VL630N 3P 500A | 22844 | DAIKIN APPLIED EUROPE SPA | 3VL57501AP360AA0
5007256 | EV40270088/13N2 20MM 230V PED | 22844 | DAIKIN APPLIED EUROPE SPA | 135004567
5007261 | T.SHEET GASK.REF178-128 D.450 | 22844 | DAIKIN APPLIED EUROPE SPA | 130607031
5007263 | REMOTE CONTR.MICROTECH III POL895.50/MCQ | 22844 | DAIKIN APPLIED EUROPE SPA | 10000109634
5007264 | WOODEN CRATE (6 coils) | 22844 | DAIKIN APPLIED EUROPE SPA | 132007325
5007265 | CONDENSER COIL (AC) SX 2700x3x14 44F/3F | 22844 | DAIKIN APPLIED EUROPE SPA | 135003386[B]-SP
5007267 | MOTOR 15 kW 4 pole EFF2 | 22844 | DAIKIN APPLIED EUROPE SPA | AHFP1P1N0800S421504
5007268 | MOTOR 11 kW 4 pole EFF2 | 22844 | DAIKIN APPLIED EUROPE SPA | AHFP1P1N0800S411104
5007269 | MOTOR 7.5 kW 4 pole EFF2 | 22844 | DAIKIN APPLIED EUROPE SPA | AHFP1P1N0710S410754
5007270 | MOTOR 11 kW 4 pole EFF2 | 22844 | DAIKIN APPLIED EUROPE SPA | AHFP1P1N0710S411104
5007271 | MOTOR 7.5 kW 2 pole EFF2 | 22844 | DAIKIN APPLIED EUROPE SPA | AHFP1P1N0450S400752
5007272 | MOTOR 18.5 kW 4 pole EFF2 | 22844 | DAIKIN APPLIED EUROPE SPA | AHFP1P1N0710S421854
5007276 | KIT BOLT/NUTS HSS-L-M 4200 | 22844 | DAIKIN APPLIED EUROPE SPA | 128810904
5007277 | KIT GASKET/O-RING HSS-L-M 4200 | 22844 | DAIKIN APPLIED EUROPE SPA | 128810905
5007278 | BEARING 35mmID NU1007 EC | 22844 | DAIKIN APPLIED EUROPE SPA | M735014124
5007279 | BEARING 35mmID ID 6007 | 22844 | DAIKIN APPLIED EUROPE SPA | M735014125
5007280 | ECONOM.PLUG 1.0625 4200 BOTTOM | 22844 | DAIKIN APPLIED EUROPE SPA | M331318101
5007282 | FUSE D01 gG 10A E14 | 22844 | DAIKIN APPLIED EUROPE SPA | SP-131029096
5007283 | FAN SECTION BEAM | 22844 | DAIKIN APPLIED EUROPE SPA | 10000100027
5007284 | RIVET D.6,4 2711-0817/INOX | 22844 | DAIKIN APPLIED EUROPE SPA | 133405003
5007285 | BOLT M8X25 UNI 5739-8.8 | 22844 | DAIKIN APPLIED EUROPE SPA | 130328117
5007296 | COIL GRID PROTECTION | 22844 | DAIKIN APPLIED EUROPE SPA | 10000107007[A]
5007298 | LSA-1600 REFR.TANK (592kg) | 22844 | DAIKIN APPLIED EUROPE SPA | C072808461
5007299 | EMPTY SWITCH BOX xPE.MNG-3200 | 22844 | DAIKIN APPLIED EUROPE SPA | 119406120-VUOTE
5007300 | CONDENSER CB4531254-2P-C4 R410A | 22844 | DAIKIN APPLIED EUROPE SPA | 135005559
5007301 | CONDENSER COIL dxAC1800x3x14 INCL. | 22844 | DAIKIN APPLIED EUROPE SPA | 135003478-INCL
5007302 | COMPRESSOR FR4AXL 3.0VR-400V/50Hz | 22844 | DAIKIN APPLIED EUROPE SPA | 332132001
5007303 | PARTIAL HEAT RECOVERY KIT ALS192.2 | 22844 | DAIKIN APPLIED EUROPE SPA | 888101014
5007304 | EVAPORATOR 35191011 SX 110/10 PED/R407c | 22844 | DAIKIN APPLIED EUROPE SPA | 133013807-RIC
5007305 | SACRIFICIAL ANODE | 22844 | DAIKIN APPLIED EUROPE SPA | AE008001
5007323 | BELT TYPE SPA – LENGTH 1032MM | 22844 | DAIKIN APPLIED EUROPE SPA | AHCN1032M00SPAA1032
5007324 | BELT TYPE SPA - LENGTH 1000mm | 22844 | DAIKIN APPLIED EUROPE SPA | AHCN1000M00SPAA1000
5007337 | SUCTION SHUT-OFF VALVE 3" | 22844 | DAIKIN APPLIED EUROPE SPA | 10000107127
5007339 | FILTER G3 287x592x48 | 22844 | DAIKIN APPLIED EUROPE SPA | AHFL287X592F1C00MCZ
5007340 | LSA-1200 REFR.TANK(403kg) | 22844 | DAIKIN APPLIED EUROPE SPA | C072808451
5007341 | EXP VALVE TE12 orifice n°5 | 22844 | DAIKIN APPLIED EUROPE SPA | 131009201
5007342 | SAFETY VALVE 1" 3033-88C 25.5bar | 22844 | DAIKIN APPLIED EUROPE SPA | 131038289
5007344 | COMPR.SOL.VALVE KIT 115V | 22844 | DAIKIN APPLIED EUROPE SPA | 95823-119
5007345 | COMPRESSOR FR3AS 3.0VR 82kW 400V/50Hz | 22844 | DAIKIN APPLIED EUROPE SPA | 332126112
5007346 | OIL FILTER FR4200-3100-3200-FR3A | 22844 | DAIKIN APPLIED EUROPE SPA | 332126801
5007347 | SUCTION FILTER F3A | 22844 | DAIKIN APPLIED EUROPE SPA | 332101101
5007348 | ANTIVIBRATION KIT FR3A-FR3B | 22844 | DAIKIN APPLIED EUROPE SPA | 128810924
5007354 | Male/Female connecto w/cables | 22844 | DAIKIN APPLIED EUROPE SPA | SP-129640618
5007358 | COND.COIL 1403-AL 50X169,7 SX | 22844 | DAIKIN APPLIED EUROPE SPA | 139710049
5007359 | COND.COIL 1403-AL 50X169,7 DX | 22844 | DAIKIN APPLIED EUROPE SPA | 139710053
5007362 | Sound proof cab. MNG MONO 2:4F | 22844 | DAIKIN APPLIED EUROPE SPA | 239554900
5007367 | EVAPORATOR EV40271010/NS 10MM 230V PED | 22844 | DAIKIN APPLIED EUROPE SPA | 135004561
5007369 | BOLT UNI5739 Cl.12.9 M12X55 | 22844 | DAIKIN APPLIED EUROPE SPA | 130301665
5007371 | RIGID BAG FILTER – Eff. F6 – 592X592X290 | 22844 | DAIKIN APPLIED EUROPE SPA | AHFL592X287F5F06RTE
5007379 | COMPR.BRIST.H7NG244DREF 380V.1V/407C | 22844 | DAIKIN APPLIED EUROPE SPA | 131019210
5007380 | EVAP.SWEP V120THx42/42 | 22844 | DAIKIN APPLIED EUROPE SPA | 132811058
5007381 | DAMPER H=1210 W=3200-GALVANIZED | 22844 | DAIKIN APPLIED EUROPE SPA | AHDP1210X3200AEH1LZ
5007382 | OIL PORT | 22844 | DAIKIN APPLIED EUROPE SPA | 231074010-RIC
5007384 | MALE/FEM.CONNECT W/CABLES MNG C1 | 22844 | DAIKIN APPLIED EUROPE SPA | SP-C129640518
5007385 | INVERTER RETROFIT 3200 115V 2C | 22844 | DAIKIN APPLIED EUROPE SPA | 888101017
5007388 | NEW TERMINAL PLATE KIT MQCS | 22844 | DAIKIN APPLIED EUROPE SPA | 228810957-RIC
5007394 | CONDENSER COIL AC 3R DX/R80:100-Z40:50 | 22844 | DAIKIN APPLIED EUROPE SPA | 132013613-SP
5007395 | FUSE DTII GG 6A 500v IT1222006 | 22844 | DAIKIN APPLIED EUROPE SPA | SP-131029097
5007396 | NYLON CORNER 40mm BRAND "DAIKIN" | 22844 | DAIKIN APPLIED EUROPE SPA | AHCO040PNYL2N040R10
5007397 | CORNER ALUM.PROFILE L=2130mm ref.CAB0510 | 22844 | DAIKIN APPLIED EUROPE SPA | AHCAB05101103019002
5007398 | FLAT PANEL 25mm 887x2167mm ref.PNL4010 | 22844 | DAIKIN APPLIED EUROPE SPA | AHPNL40101103019002
5007399 | FLAT PANEL 25mm 1107x2167mm ref.PNL4016 | 22844 | DAIKIN APPLIED EUROPE SPA | AHPNL40161103019002
5007400 | PARTS AND SCREW FOR FIX.PANELS | 22844 | DAIKIN APPLIED EUROPE SPA | AH-SCREW-1103019002
5007401 | POMP LOWARA FCE50-160/4.0Kw | 22844 | DAIKIN APPLIED EUROPE SPA | 132017003
5007402 | POMP LOWARA FCE80-160/7.5 Kw | 22844 | DAIKIN APPLIED EUROPE SPA | 132017010
5007403 | CONTACTOR T-LC1K10M7 220V | 22844 | DAIKIN APPLIED EUROPE SPA | T-LC1K10M7
5007404 | RIGHT HAND DOOR SW.BOX EWYD250BZ | 22844 | DAIKIN APPLIED EUROPE SPA | 119406002
5007405 | CRANKCASE HEATER KIT 220V 250W | 22844 | DAIKIN APPLIED EUROPE SPA | 888101018
5007406 | CAP.CONTROL SLIDE KIT 3.0VR 3118 | 22844 | DAIKIN APPLIED EUROPE SPA | 95823-102
5007407 | CAP.CONTROL SLIDE KIT 3.0VR 3120/21/22 | 22844 | DAIKIN APPLIED EUROPE SPA | 95823-201
5007408 | EXPANSION VALVE ECONOMIZER EBSJE9C-5 | 22844 | DAIKIN APPLIED EUROPE SPA | 131009166
5007409 | CAP.CONTROL SLIDE KIT 3.0VR FR3AS | 22844 | DAIKIN APPLIED EUROPE SPA | 95813-230
5007410 | CAP.CONTROL SLIDE KIT 3.0VR FR3AL | 22844 | DAIKIN APPLIED EUROPE SPA | 95813-231
5007411 | CAP.CONTROL SLIDE KIT 3.0VR HS-3123 | 22844 | DAIKIN APPLIED EUROPE SPA | M331317602
5007412 | PLATE HEAT EXCHANGER B25Tx48 PED | 22844 | DAIKIN APPLIED EUROPE SPA | 132811127
5007413 | STAR KIT 3100-HS3123 | 22844 | DAIKIN APPLIED EUROPE SPA | 95813-407
5007414 | STATOR 43KW 400V HS-3100 | 22844 | DAIKIN APPLIED EUROPE SPA | M331314028
5007415 | STAR KIT FR3AS-HSA192 | 22844 | DAIKIN APPLIED EUROPE SPA | 95814-310
5007416 | STAR KIT FR3AL-HSA204 | 22844 | DAIKIN APPLIED EUROPE SPA | 95814-311
5007417 | STATOR 82kW 400V 50 Hz F3AL | 22844 | DAIKIN APPLIED EUROPE SPA | 332101468
5007418 | COMPRESSOR FR3AS 3.0VR 82kW 400V/50Hz NE | 22844 | DAIKIN APPLIED EUROPE SPA | 332126112NE
5007419 | COMPRESSOR FR3AL 3.0VR 82kW 400V/50Hz NE | 22844 | DAIKIN APPLIED EUROPE SPA | 332126113NE
5007420 | SHIM SET KIT FR3 | 22844 | DAIKIN APPLIED EUROPE SPA | 92847-305-SP
5007421 | PISTON GLYD RING | 22844 | DAIKIN APPLIED EUROPE SPA | 95813-118
5007422 | STAR BEARINGS KIT FR3 | 22844 | DAIKIN APPLIED EUROPE SPA | 95813-209
5007423 | OVERL.RELAY 25..100A 3RB2046-1EB0 | 22844 | DAIKIN APPLIED EUROPE SPA | SP-132015157
5007424 | TERMINAL FRAME BEAM | 22844 | DAIKIN APPLIED EUROPE SPA | 119405018
5007425 | SUPPORT CORNER FRAME ASSY | 22844 | DAIKIN APPLIED EUROPE SPA | 119405202
5007426 | RIVET D.6,4 2711-0824/INOX | 22844 | DAIKIN APPLIED EUROPE SPA | 133405004
5007429 | SOFT BAG FILTER Eff. F7 dim. 592X592X535 | 22844 | DAIKIN APPLIED EUROPE SPA | AHFL592X592F4G8SP-8
5007430 | BELT TYPE SPA – length 1657mm | 22844 | DAIKIN APPLIED EUROPE SPA | AHCN1657M00SPAA1657
5007431 | FAN TYPE TZAF 315FF-R | 22844 | DAIKIN APPLIED EUROPE SPA | AHFA2B1TZAF0315FR-1
5007432 | HEAT WHEEL MOTOR RI214RPM 3Ph. AC 55W | 22844 | DAIKIN APPLIED EUROPE SPA | AH-HWMOTORRI214G230
5007434 | CONDENSER COIL(AC)SX 4500x2x16(44F)10F/B | 22844 | DAIKIN APPLIED EUROPE SPA | 135003410
5007438 | LIQ.RECEIVER HORIZONT.WTK HLR-320 | 22844 | DAIKIN APPLIED EUROPE SPA | 132013952
5007439 | OIL SEPARATOR "ONDA" OVS 40/1 | 22844 | DAIKIN APPLIED EUROPE SPA | 132013896
5007440 | SIGHT GLASS OVS40/1 SG490/47 CE-30 | 22844 | DAIKIN APPLIED EUROPE SPA | 130809064
5007447 | CAPILLARY TUBE ASSY | 22844 | DAIKIN APPLIED EUROPE SPA | 000014320
5007448 | EVAPORATOR EV40271111/7 10MM 115V PED | 22844 | DAIKIN APPLIED EUROPE SPA | 135004570
5007449 | CONDENSER HEAD C16-1 | 22844 | DAIKIN APPLIED EUROPE SPA | 215302092
5007450 | CONDENSER HEAD C16-2 | 22844 | DAIKIN APPLIED EUROPE SPA | 215302093
5007451 | GASKET | 22844 | DAIKIN APPLIED EUROPE SPA | 0703046S1
5007452 | SENSOR WELL | 22844 | DAIKIN APPLIED EUROPE SPA | 231074006
5007454 | KIT O-RING EPDM FH-FC 40-100 | 22844 | DAIKIN APPLIED EUROPE SPA | KL02AAH
5007455 | HANDLE WITH KEY FOR FLAT PANELS 45MM | 22844 | DAIKIN APPLIED EUROPE SPA | AHMG45A2NMFG140-026
5007456 | HANDLE WITHOUT KEY FOR FLAT PANELS 45MM | 22844 | DAIKIN APPLIED EUROPE SPA | AHMG45A1NMFG140-022
5007574 | PUMP NM80/16DE(2P) 9.2Kw 380V. | 22844 | DAIKIN APPLIED EUROPE SPA | 132013826
5007585 | COIL GUARD KIT - OPCG | 22844 | DAIKIN APPLIED EUROPE SPA | 10000102400
5007586 | ELECTRIC MOTOR AC 3Ph. 1.1kW – 2 poles | 22844 | DAIKIN APPLIED EUROPE SPA | AHMT00110F0080B2PL1
5007587 | ELECTRIC MOTOR AC 3Ph. 0.75kW – 2 poles | 22844 | DAIKIN APPLIED EUROPE SPA | AHMT00075F0080A2PL1
5007588 | VFD STARTUP KIT RETRO FR4 | 22844 | DAIKIN APPLIED EUROPE SPA | 888101024
5007589 | CABLE ASSY WITH CONN. C1 + C2 M/F | 22844 | DAIKIN APPLIED EUROPE SPA | 129640617-RIC
5007590 | EVAPORATOR EV50331313/5NS 20MM 115V PED | 22844 | DAIKIN APPLIED EUROPE SPA | 135004571
5007591 | CONDENSER CB4531142/1P R410A | 22844 | DAIKIN APPLIED EUROPE SPA | 135005553
5007592 | OIL SEPARATOR | 22844 | DAIKIN APPLIED EUROPE SPA | 225015114-RIC
5007593 | CONTR.CABLE COMPR.C2 AWS2/3 | 22844 | DAIKIN APPLIED EUROPE SPA | 10000109698-K[A]
5007598 | CONDENSER COIL CU 3R SX/R80:100-Z40:50 | 22844 | DAIKIN APPLIED EUROPE SPA | 132013610-SP
5007599 | CONDENSER COIL CU 3R DX/R80:100-Z40-50 | 22844 | DAIKIN APPLIED EUROPE SPA | 132013614-SP
5007600 | CONDENSER COIL CU-4R-SX/R55-60-100-110 | 22844 | DAIKIN APPLIED EUROPE SPA | 132013618
5007601 | CONDENSER COIL CU-4R-DX/R55-60-100-110 | 22844 | DAIKIN APPLIED EUROPE SPA | 132013622
5007617 | ELECT.MOTOR HEAT WHEEL 40W AC 3P 380V | 22844 | DAIKIN APPLIED EUROPE SPA | AHMT-HW51K-40W-380V
5007623 | O-RING D16mm | 22844 | DAIKIN APPLIED EUROPE SPA | E130601486
5007632 | BELT TYPE SPA - LENGTH 1557mm | 22844 | DAIKIN APPLIED EUROPE SPA | AHCN1557M00SPAA1557
5007633 | NOZZLE | 22844 | DAIKIN APPLIED EUROPE SPA | AHSPPNY-1980NYLO
5007634 | BELT TYPE SPA - LENGTH 1132mm | 22844 | DAIKIN APPLIED EUROPE SPA | AHCN1132M00SPAA1132
5007635 | BELT TYPE SPA - LENGTH 957mm | 22844 | DAIKIN APPLIED EUROPE SPA | AHCN0957M00SPAA0957
5007636 | BELT TYPE SPA - LENGTH 807mm | 22844 | DAIKIN APPLIED EUROPE SPA | AHCN0807M00SPAA0807
5007637 | PRESSURE SWITCH 50-500 | 22844 | DAIKIN APPLIED EUROPE SPA | AHPDF50-500PA00AHP1
5007639 | CURRENT TRANSFORMER TAI500 1200/5A | 22844 | DAIKIN APPLIED EUROPE SPA | SP-131095065
5007641 | SWITCH BOX DOOR RIGHT MNG EVO | 22844 | DAIKIN APPLIED EUROPE SPA | 119406120-8
5007642 | TANK SE500LT+ISOL+TEL+ACC+230vR7032 | 22844 | DAIKIN APPLIED EUROPE SPA | 838050013CA7032
5007644 | CONDENSER COIL AL-2R-SX/MHR80:90/6-FAN | 22844 | DAIKIN APPLIED EUROPE SPA | 135710052
5007645 | CONDENSER COIL AL-2R-SX/MHR80:90/6-FAN | 22844 | DAIKIN APPLIED EUROPE SPA | 135710048
5007646 | CONDENSER C2209-CL (260) | 22844 | DAIKIN APPLIED EUROPE SPA | 888101023
5007647 | 3 POS SWITCH LABEL | 22844 | DAIKIN APPLIED EUROPE SPA | 888101028
5007648 | STEAM GENERATOR ADS | 22844 | DAIKIN APPLIED EUROPE SPA | AHPV010KCUE010XL000
5007649 | STEAL DISTRIBUTOR DP085D30R0 | 22844 | DAIKIN APPLIED EUROPE SPA | AHLY085CCDP085D30R0
5007650 | TEMPERATURE PROBE DPDC110000 | 22844 | DAIKIN APPLIED EUROPE SPA | AHST-SONDA-TEMP-CAN
5007652 | MOTOR PROTECTOR THP00C0001 115/230Vac | 22844 | DAIKIN APPLIED EUROPE SPA | 131072028
5007653 | PLATE HEAT EXCH. PHE DV47-110D/220 INSUL | 22844 | DAIKIN APPLIED EUROPE SPA | 137013019
5007654 | FR4 COMPR.OUT.SUCT.END COVER | 22844 | DAIKIN APPLIED EUROPE SPA | 330482001
5007655 | FR4 COMPR. M/C CONNECTION TUBE | 22844 | DAIKIN APPLIED EUROPE SPA | M330480901
5007656 | CONTR.CABLE COMPR.C1+C3 AWS2/3 | 22844 | DAIKIN APPLIED EUROPE SPA | 10000109697-K[A]
5007659 | SOUND PROOF CABINET MNGXXN 8FAN31 EVOL | 22844 | DAIKIN APPLIED EUROPE SPA | 239554908
5007661 | EVAPORATOR EV40211212/5 20MM 115V PED | 22844 | DAIKIN APPLIED EUROPE SPA | 135004573
5007662 | EVAPORATOR EV40271111/7 20MM 115V PED | 22844 | DAIKIN APPLIED EUROPE SPA | 135004572
5007663 | LOW PRES.TRANSD.0,8-7B/4-20mA PA-21Y+M12 | 22844 | DAIKIN APPLIED EUROPE SPA | 129150086
5007668 | FOUR WAY VALVE ASSY C1 MHP 110V | 22844 | DAIKIN APPLIED EUROPE SPA | 224411005
5007669 | FOUR WAY VALVE ASSY C2 MHP 110V | 22844 | DAIKIN APPLIED EUROPE SPA | 224411006
5007670 | FLEXIBLE TUBE SS DI.80 L=1455 | 22844 | DAIKIN APPLIED EUROPE SPA | 133205048
5007671 | SWITCH BOX DOOR LOCK 1/4 TURN+LEVER+KNOB | 22844 | DAIKIN APPLIED EUROPE SPA | SP-131025024
5007672 | COMPR.HSA205 400v/3/50Hz 115v OVHLD | 22844 | DAIKIN APPLIED EUROPE SPA | RT330480103-15
5007673 | LlQUID LINE EVAP.CONN.SECT ALS | 22844 | DAIKIN APPLIED EUROPE SPA | 225011326-RIC
5007681 | CONNECTOR MICROTECHIII BOARD TO POL965 | 22844 | DAIKIN APPLIED EUROPE SPA | 10000109674
5007710 | UNIVERSAL BUSBAR SUPPORT 3P WO01495 | 22844 | DAIKIN APPLIED EUROPE SPA | 131028031
5007720 | CURRENT LIMIT DISPLAY | 22844 | DAIKIN APPLIED EUROPE SPA | 129621996
5007721 | CONDENSER CB3515134 10MM PED CB/REC | 22844 | DAIKIN APPLIED EUROPE SPA | 135004519
5007722 | CONDENSER COIL (AL) SX 8100X3X14 44F | 22844 | DAIKIN APPLIED EUROPE SPA | 235003233
5007723 | CONDENSER COIL (AL) DX 8100X3X14 44F | 22844 | DAIKIN APPLIED EUROPE SPA | 235003237
5007724 | OIL SEPARATOR FRM 4 ALS | 22844 | DAIKIN APPLIED EUROPE SPA | 220001130-ALS
5007725 | EVAPORATOR EV32110077 10MM 110V PED | 22844 | DAIKIN APPLIED EUROPE SPA | 135004574
5007726 | COMPR.SOUND PROOF CABINET LNXN 1-2 AWS.2 | 22844 | DAIKIN APPLIED EUROPE SPA | 10000102470[F]
5007727 | COIL CONNECTION TUBE ASSEMBLED C1 | 22844 | DAIKIN APPLIED EUROPE SPA | 888101031
5007728 | HEADER CONNECTION TUBE | 22844 | DAIKIN APPLIED EUROPE SPA | 115006701
5007729 | COIL CONNECTION TUBE ASSEMBLED C2 | 22844 | DAIKIN APPLIED EUROPE SPA | 888101032
5007731 | FIXED INSERT CONNECTOR 25P FEMALE | 22844 | DAIKIN APPLIED EUROPE SPA | 09210253101
5007732 | CONTACT CONNECTOR FEMALE 1.5MM | 22844 | DAIKIN APPLIED EUROPE SPA | 09150006201
5007738 | CONDENSER CB2731026/1P CUNI 10MM PED | 22844 | DAIKIN APPLIED EUROPE SPA | 133365804
5007742 | PUMP NM40-12C(B)1,5KW/ALZ-MHZ | 22844 | DAIKIN APPLIED EUROPE SPA | 137013102
5007743 | EVAPORATOR E3009-262 PED INSUL/HEAD/BR. | 22844 | DAIKIN APPLIED EUROPE SPA | 133261054
5007744 | COMPR.SOUND PROOF CABINET | 22844 | DAIKIN APPLIED EUROPE SPA | 239555201
5007745 | SUCTION LINE + MUFFLER C1 | 22844 | DAIKIN APPLIED EUROPE SPA | 219320013-FE
5007746 | SUCTION LINE + MUFFLER C2 | 22844 | DAIKIN APPLIED EUROPE SPA | 219320014-FE
5007747 | EVAPORATOR EV50270888 10MM 110V PED | 22844 | DAIKIN APPLIED EUROPE SPA | 135004575
5007748 | EVAPORATOR EV35191111 20MM 110V PED | 22844 | DAIKIN APPLIED EUROPE SPA | 135004576
5007749 | EXPANSION VALVE SEH 175-10S 1 5/8 2 1/8 | 22844 | DAIKIN APPLIED EUROPE SPA | 131011434
5007750 | Condenser C3012-526(CL) | 22844 | DAIKIN APPLIED EUROPE SPA | 888101033
5007751 | EVAPORATOR EV32200088 10MM 110V PED | 22844 | DAIKIN APPLIED EUROPE SPA | 133013813
5007760 | COOL-R-1022 ED-29T-1R-1230A-PA2,0-1X7 | 22844 | DAIKIN APPLIED EUROPE SPA | AHCOI0103112027001
5007764 | REDUCTION 3/8'NPTX3/4'GAS/X | 22844 | DAIKIN APPLIED EUROPE SPA | 130837022
5007765 | RIGHT DOOR CONTROL PANEL | 22844 | DAIKIN APPLIED EUROPE SPA | 119406004
5007766 | CONDENSER COIL CI DX 2R.12FP MHPE25:40 | 22844 | DAIKIN APPLIED EUROPE SPA | 132013313
5007767 | CONDENSER COIL C2 SX 2R.12FP MHPE25:40 | 22844 | DAIKIN APPLIED EUROPE SPA | 132013314
5007768 | MOTOR 3 kW – 2 poles . CL.F–IP 55–B3–EFF | 22844 | DAIKIN APPLIED EUROPE SPA | AHMT00300D0100L2PN1
5007769 | SOUND PROOF CABINET MNG-MONO | 22844 | DAIKIN APPLIED EUROPE SPA | 239554900[B]
5007771 | CONTROL DOOR X CONTROL BOX | 22844 | DAIKIN APPLIED EUROPE SPA | 10000100164
5007772 | ASSY SOUNDINS. WC 260-280KW | 22844 | DAIKIN APPLIED EUROPE SPA | DK2PW25266-6 B
5007773 | O-RING 2087 NBR70 21,95x1,78 | 22844 | DAIKIN APPLIED EUROPE SPA | 130601486
5007774 | VALVe/REG.50-400/IG10-02BOPE | 22844 | DAIKIN APPLIED EUROPE SPA | 735045853
5007775 | PUMP LOWARA FCE100-160/11 Kw | 22844 | DAIKIN APPLIED EUROPE SPA | 132017015
5007778 | SOUND PROOF CABINET MPW.3/ALS.3(F) CN-XN | 22844 | DAIKIN APPLIED EUROPE SPA | 64079
5007779 | MAIN SWITCH HANDLE 160mm | 22844 | DAIKIN APPLIED EUROPE SPA | TEC-18225
5007780 | CABLE+CONN.L=4500MM 3X0,75MMQ CP-1 | 22844 | DAIKIN APPLIED EUROPE SPA | 124640032-CP-1
5007781 | CABLE+CONN.L=2000MM 3X0,75MMQ CP-2 | 22844 | DAIKIN APPLIED EUROPE SPA | 124640032-CP-2
5007783 | PR. TRANSM. PT5-07M -0.8/7BAR PCN 802350 | 22844 | DAIKIN APPLIED EUROPE SPA | DK4SW01879-1
5007784 | PR. TRANSM. PT5-18M 0~18BAR PCN 802351 | 22844 | DAIKIN APPLIED EUROPE SPA | DK4SW01879-2
5007785 | PR. TRANSM. PT5-30M 0~30BAR PCN 802352 | 22844 | DAIKIN APPLIED EUROPE SPA | DK4SW01879-3
5007786 | VALV.BY-PASS 1'-5/8 UN 31-B | 22844 | DAIKIN APPLIED EUROPE SPA | 131075006
5007788 | SOUND PROOF CABINET EWYD250BZ | 22844 | DAIKIN APPLIED EUROPE SPA | 239555013
5007792 | CONDENSER ASSY CB2731090/2P R407C | 22844 | DAIKIN APPLIED EUROPE SPA | 135099318
5007793 | TRANSDUCER CABLE + CONNECTOR | 22844 | DAIKIN APPLIED EUROPE SPA | 10000110038
5007794 | EVAPORATOR EV32270088/9NS 10MM PED | 22844 | DAIKIN APPLIED EUROPE SPA | 135004577
5007795 | COIL SOL VALVE EVR15 | 22844 | DAIKIN APPLIED EUROPE SPA | 10000107033
5007796 | KIT MODULE BACKPLANE ASSY (COMPRESSOR) | 22844 | DAIKIN APPLIED EUROPE SPA | 100021-1
5007797 | KIT MODULE BEARING PWM(COMPRESSOR) | 22844 | DAIKIN APPLIED EUROPE SPA | 100022
5007798 | COMPRESS.TT350-H13-1-HL-A-O-CE | 22844 | DAIKIN APPLIED EUROPE SPA | 170435
5007799 | FAN REGULATOR MCHRTF08C0 | 22844 | DAIKIN APPLIED EUROPE SPA | 129150019
5007800 | EVAPORATOR EV50360888/5N2 10MM 110V PED | 22844 | DAIKIN APPLIED EUROPE SPA | 135004578
5007801 | MICROTECH CONTR.BOARD 250-10-PROGRAM. | 22844 | DAIKIN APPLIED EUROPE SPA | R129100340
5007802 | COOLING COIL-P3012-6R-26T-1330A-2.0pa-30 | 22844 | DAIKIN APPLIED EUROPE SPA | AHCOI0105081000101
5007804 | VICTAULIC COUNTERPIPE 3" MODEL 42 | 22844 | DAIKIN APPLIED EUROPE SPA | DK4SW02165-2
5007805 | FAN THLZ 315 FF-R WITHOUT FLANGE | 22844 | DAIKIN APPLIED EUROPE SPA | AHFA2B1THLZ0315FR-1
5007807 | COOLING COIL P60-3R-10T-1030A-2,5pa-4C-1 | 22844 | DAIKIN APPLIED EUROPE SPA | AHCOI0103102027001
5007808 | SOFT BAG FILTER Eff. F7 dim. 287X592x535 | 22844 | DAIKIN APPLIED EUROPE SPA | AHFL287X592F4G8SP-4
5007809 | ELECTRIC MOTOR AC 3Ph. 5.5 kW-4 poles | 22844 | DAIKIN APPLIED EUROPE SPA | AHMT00550D0132S4PM1
5007810 | BELT TYPE SPA - LENGTH 1482mm | 22844 | DAIKIN APPLIED EUROPE SPA | AHCN1482M00SPAA1482
5007811 | ELECTRIC MOTOR AC 3Ph. 11 kW-4 poles | 22844 | DAIKIN APPLIED EUROPE SPA | AHMT01100D0160M4PM1
5007812 | BELT TYPE SPA - LENGTH 1957mm | 22844 | DAIKIN APPLIED EUROPE SPA | AHCN1957M00SPAA1957
5007813 | DISCHARGE CONNECTOR EV D356 | 22844 | DAIKIN APPLIED EUROPE SPA | E44073551
5007829 | BELT TYPE SPA - LENGTH 932mm | 22844 | DAIKIN APPLIED EUROPE SPA | AHCN0932M00SPAA0932
5007830 | RITEPRO VALVE DISC ASM 4" | 22844 | DAIKIN APPLIED EUROPE SPA | D31090203
5007831 | RITEPRO TEFLON SEAL ASSY 4” | 22844 | DAIKIN APPLIED EUROPE SPA | 132010004
5007833 | COMPR.SOUND PROOF CABINET MNG EV | 22844 | DAIKIN APPLIED EUROPE SPA | 239555201[C]
5007834 | BELT TYPE SPA - LENGTH 1007mm | 22844 | DAIKIN APPLIED EUROPE SPA | AHCN1007M00SPAA1007
5007835 | BELT TYPE SPA - LENGTH 1060mm | 22844 | DAIKIN APPLIED EUROPE SPA | AHCN1060M00SPAA1060
5007836 | BELT TYPE SPA - LENGTH 1060mm | 22844 | DAIKIN APPLIED EUROPE SPA | AHCN1060M00SPAA1060
5007837 | BELT TYPE SPA - LENGTH 1082mm | 22844 | DAIKIN APPLIED EUROPE SPA | AHCN1082M00SPAA1082
5007838 | BELT TYPE SPA - LENGTH 1107mm | 22844 | DAIKIN APPLIED EUROPE SPA | AHCN1107M00SPAA1107
5007839 | BELT TYPE SPA - LENGTH 1120mm | 22844 | DAIKIN APPLIED EUROPE SPA | AHCN1120M00SPAA1120
5007840 | BELT TYPE SPA - LENGTH 1157mm | 22844 | DAIKIN APPLIED EUROPE SPA | AHCN1157M00SPAA1157
5007841 | BELT TYPE SPA - LENGTH 1207mm | 22844 | DAIKIN APPLIED EUROPE SPA | AHCN1207M00SPAA1207
5007842 | BELT TYPE SPA - LENGTH 1232mm | 22844 | DAIKIN APPLIED EUROPE SPA | AHCN1232M00SPAA1232
5007843 | BELT TYPE SPA - LENGTH 1250mm | 22844 | DAIKIN APPLIED EUROPE SPA | AHCN1250M00SPAA1250
5007844 | BELT TYPE SPA - LENGTH 1257mm | 22844 | DAIKIN APPLIED EUROPE SPA | AHCN1257M00SPAA1257
5007845 | BELT TYPE SPA - LENGTH 1272mm | 22844 | DAIKIN APPLIED EUROPE SPA | AHCN1272M00SPAA1272
5007846 | BELT TYPE SPA - LENGTH 1282mm | 22844 | DAIKIN APPLIED EUROPE SPA | AHCN1282M00SPAA1282
5007847 | BELT TYPE SPA - LENGTH 1307mm | 22844 | DAIKIN APPLIED EUROPE SPA | AHCN1307M00SPAA1307
5007848 | BELT TYPE SPA - LENGTH 1320mm | 22844 | DAIKIN APPLIED EUROPE SPA | AHCN1320M00SPAA1320
5007849 | BELT TYPE SPA - LENGTH 1332mm | 22844 | DAIKIN APPLIED EUROPE SPA | AHCN1332M00SPAA1332
5007850 | BELT TYPE SPA - LENGTH 1357mm | 22844 | DAIKIN APPLIED EUROPE SPA | AHCN1357M00SPAA1357
5007851 | BELT TYPE SPA - LENGTH 1382mm | 22844 | DAIKIN APPLIED EUROPE SPA | AHCN1382M00SPAA1382
5007852 | BELT TYPE SPA - LENGTH 1400mm | 22844 | DAIKIN APPLIED EUROPE SPA | AHCN1400M00SPAA1400
5007853 | BELT TYPE SPA - LENGTH 1432mm | 22844 | DAIKIN APPLIED EUROPE SPA | AHCN1432M00SPAA1432
5007854 | BELT TYPE SPA - LENGTH 1457mm | 22844 | DAIKIN APPLIED EUROPE SPA | AHCN1457M00SPAA1457
5007855 | BELT TYPE SPA - LENGTH 1482mm | 22844 | DAIKIN APPLIED EUROPE SPA | AHCN1482M00SPAA1482
5007856 | BELT TYPE SPA - LENGTH 1500mm | 22844 | DAIKIN APPLIED EUROPE SPA | AHCN1500M00SPAA1500
5007857 | BELT TYPE SPA - LENGTH 1532mm | 22844 | DAIKIN APPLIED EUROPE SPA | AHCN1532M00SPAA1532
5007858 | BELT TYPE SPA - LENGTH 1600mm | 22844 | DAIKIN APPLIED EUROPE SPA | AHCN1600M00SPAA1600
5007859 | BELT TYPE SPA - LENGTH 1607mm | 22844 | DAIKIN APPLIED EUROPE SPA | AHCN1607M00SPAA1607
5007860 | BELT TYPE SPA - LENGTH 1632mm | 22844 | DAIKIN APPLIED EUROPE SPA | AHCN1632M00SPAA1632
5007861 | BELT TYPE SPA - LENGTH 1682mm | 22844 | DAIKIN APPLIED EUROPE SPA | AHCN1682M00SPAA1682
5007862 | BELT TYPE SPA - LENGTH 1700mm | 22844 | DAIKIN APPLIED EUROPE SPA | AHCN1700M00SPAA1700
5007863 | BELT TYPE SPA - LENGTH 1707mm | 22844 | DAIKIN APPLIED EUROPE SPA | AHCN1707M00SPAA1707
5007864 | BELT TYPE SPA - LENGTH 1732mm | 22844 | DAIKIN APPLIED EUROPE SPA | AHCN1732M00SPAA1732
5007865 | BELT TYPE SPA - LENGTH 1800mm | 22844 | DAIKIN APPLIED EUROPE SPA | AHCN1800M00SPAA1800
5007866 | BELT TYPE SPA - LENGTH 1807mm | 22844 | DAIKIN APPLIED EUROPE SPA | AHCN1807M00SPAA1807
5007867 | BELT TYPE SPA - LENGTH 1832mm | 22844 | DAIKIN APPLIED EUROPE SPA | AHCN1832M00SPAA1832
5007868 | BELT TYPE SPA - LENGTH 1850mm | 22844 | DAIKIN APPLIED EUROPE SPA | AHCN1850M00SPAA1850
5007869 | BELT TYPE SPA - LENGTH 1857mm | 22844 | DAIKIN APPLIED EUROPE SPA | AHCN1857M00SPAA1857
5007870 | BELT TYPE SPA - LENGTH 1882mm | 22844 | DAIKIN APPLIED EUROPE SPA | AHCN1882M00SPAA1882
5007871 | BELT TYPE SPA - LENGTH 1900mm | 22844 | DAIKIN APPLIED EUROPE SPA | AHCN1900M00SPAA1900
5007872 | BELT TYPE SPA - LENGTH 1925mm | 22844 | DAIKIN APPLIED EUROPE SPA | AHCN1925M00SPAA1925
5007873 | BELT TYPE SPA - LENGTH 1957mm | 22844 | DAIKIN APPLIED EUROPE SPA | AHCN1957M00SPAA1957
5007874 | BELT TYPE SPA - LENGTH 1982mm | 22844 | DAIKIN APPLIED EUROPE SPA | AHCN1982M00SPAA1982
5007875 | BELT TYPE SPA - LENGTH 2000mm | 22844 | DAIKIN APPLIED EUROPE SPA | AHCN2000M00SPAA2000
5007876 | BELT TYPE SPA - LENGTH 2032mm | 22844 | DAIKIN APPLIED EUROPE SPA | AHCN2032M00SPAA2032
5007877 | BELT TYPE SPA - LENGTH 2057mm | 22844 | DAIKIN APPLIED EUROPE SPA | AHCN2057M00SPAA2057
5007878 | BELT TYPE SPA - LENGTH 2082mm | 22844 | DAIKIN APPLIED EUROPE SPA | AHCN2082M00SPAA2082
5007879 | BELT TYPE SPA - LENGTH 2120mm | 22844 | DAIKIN APPLIED EUROPE SPA | AHCN2120M00SPAA2120
5007880 | BELT TYPE SPA - LENGTH 2132mm | 22844 | DAIKIN APPLIED EUROPE SPA | AHCN2132M00SPAA2132
5007881 | BELT TYPE SPA - LENGTH 732mm | 22844 | DAIKIN APPLIED EUROPE SPA | AHCN0732M00SPAA0732
5007882 | BELT TYPE SPA - LENGTH 882mm | 22844 | DAIKIN APPLIED EUROPE SPA | AHCN0882M00SPAA0882
5007883 | BELT TYPE SPA - LENGTH 900mm | 22844 | DAIKIN APPLIED EUROPE SPA | AHCN0900M00SPAA0900
5007884 | BELT TYPE SPA - LENGTH 907mm | 22844 | DAIKIN APPLIED EUROPE SPA | AHCN0907M00SPAA0907
5007885 | BELT TYPE SPA - LENGTH 982mm | 22844 | DAIKIN APPLIED EUROPE SPA | AHCN0982M00SPAA0982
5007886 | BELT TYPE SPB - LENGTH 1860mm | 22844 | DAIKIN APPLIED EUROPE SPA | AHCN1860M00SPBB1860
5007887 | BELT TYPE SPB - LENGTH 1900mm | 22844 | DAIKIN APPLIED EUROPE SPA | AHCN1900M00SPBB1900
5007888 | BELT TYPE SPB - LENGTH 1950mm | 22844 | DAIKIN APPLIED EUROPE SPA | AHCN1950M00SPBB1950
5007889 | BELT TYPE SPB - LENGTH 2120mm | 22844 | DAIKIN APPLIED EUROPE SPA | AHCN2120M00SPBB2120
5007890 | BELT TYPE SPB - LENGTH 2180mm | 22844 | DAIKIN APPLIED EUROPE SPA | AHCN2180M00SPBB2180
5007891 | SOFT BAG FILTER 287x592x535mm Eff.7 | 22844 | DAIKIN APPLIED EUROPE SPA | AHFL287X592F4G8SP-4
5007897 | AUX.CONTACT BLOCK 3RH1921-1DA11 | 22844 | DAIKIN APPLIED EUROPE SPA | SP-132015160
5007898 | RETROF.MICRII+VALV.EXP.ELETTR | 22844 | DAIKIN APPLIED EUROPE SPA | 228302689
5007899 | SEAL 4" INSTALLATION TOOL | 22844 | DAIKIN APPLIED EUROPE SPA | D000274
5007901 | BRACKET-SUPPORT PHE B25 | 22844 | DAIKIN APPLIED EUROPE SPA | 119405242
5007905 | EVAPORATOR EV32270077/11N2 20MM 110V PED | 22844 | DAIKIN APPLIED EUROPE SPA | 135004579
5007906 | PHE ISOL.Sp20xEv.S400T-150/MNG061 | 22844 | DAIKIN APPLIED EUROPE SPA | 137013061
5007907 | BASE SUPPORT PHE SWEP MNG – MONO | 22844 | DAIKIN APPLIED EUROPE SPA | 119405223
5007908 | VERT.SUPPORT PHE SWEP S400T | 22844 | DAIKIN APPLIED EUROPE SPA | 119405241
5007912 | RECOVERY MOTOR JF562 | 22844 | DAIKIN APPLIED EUROPE SPA | AHMHROJF562
5007913 | COMPRESSOR SUPPORT | 22844 | DAIKIN APPLIED EUROPE SPA | 119402018
5007914 | CONDENSER COIL GUARD KIT 24F 3c | 22844 | DAIKIN APPLIED EUROPE SPA | 10000102408
5007915 | EVAPORATOR AREA GUARD KIT 24F 3c | 22844 | DAIKIN APPLIED EUROPE SPA | 10000102483
5007916 | KIT GASKET & O-RING OIL SEP F4 | 22844 | DAIKIN APPLIED EUROPE SPA | 95815-410
5007920 | ELECTRICAL PANEL CASING | 22844 | DAIKIN APPLIED EUROPE SPA | 10000109022-RIC
5007924 | COVER PLATE | 22844 | DAIKIN APPLIED EUROPE SPA | 119405267[A]
5007925 | CONDENSER COIL DXAL 2700x4x12/44 | 22844 | DAIKIN APPLIED EUROPE SPA | 135003461
5007926 | CONDENSER COIL SXAL 2700x4x12/44 | 22844 | DAIKIN APPLIED EUROPE SPA | 135003457
5007932 | KEB INVERTER & FILTER 20F5C2H-340F | 22844 | DAIKIN APPLIED EUROPE SPA | 20.F5.C2H-340F
5007936 | HSW205 2.2VR 145Kw 400v Aux115 | 22844 | DAIKIN APPLIED EUROPE SPA | M330480106-15
5007937 | Electric motor 1,5 kW-4 poles- Eff. IE2 | 22844 | DAIKIN APPLIED EUROPE SPA | AHMT00150F0090L4PN1
5007938 | Electric motor 1,1 kW-4 poles - Eff. IE2 | 22844 | DAIKIN APPLIED EUROPE SPA | AHMT00110F0090S4PN1
5007939 | Electric motor 11 kW-4 poles - Eff. IE2 | 22844 | DAIKIN APPLIED EUROPE SPA | AHMT01100F0160M4PH1
5007940 | Electric motor 7,5 kW-4 poles - Eff. IE2 | 22844 | DAIKIN APPLIED EUROPE SPA | AHMT00750F0132M4PH1
5007941 | Electric motor 5,5 kW-4 poles - Eff. IE2 | 22844 | DAIKIN APPLIED EUROPE SPA | AHMT00550F0132S4PH1
5007942 | BELT TYPE SPA - LENGTH 950mm | 22844 | DAIKIN APPLIED EUROPE SPA | AHCN0950M00SPAA0950
5007943 | Electric motor 4 kW-4poles-Eff.IE2-3Ph | 22844 | DAIKIN APPLIED EUROPE SPA | AHMT00400F0112M4PH1
5007944 | BELT TYPE SPA - LENGTH 757mm | 22844 | DAIKIN APPLIED EUROPE SPA | AHCN0757M00SPAA0757
5007945 | Electric motor 3 kW-4 poles -Eff.IE2-3Ph | 22844 | DAIKIN APPLIED EUROPE SPA | AHMT00300F100LB4PH1
5007946 | Electric motor 2,2 kW-4poles-Eff.IE2-3Ph | 22844 | DAIKIN APPLIED EUROPE SPA | AHMT00220F100LA4PH1
5007947 | Electric motor 0,75kW-4poles-Eff.IE2-3Ph | 22844 | DAIKIN APPLIED EUROPE SPA | AHMT00075F0080B4PN1
5007948 | Electric motor 0,55kW-4poles-Eff.IE1-3Ph | 22844 | DAIKIN APPLIED EUROPE SPA | AHMT00055F0080A4PM1
5007952 | HEAT COIL Cu/Al-P3012AC-2R-14T-680A-2.0p | 22844 | DAIKIN APPLIED EUROPE SPA | AHCOI0104081000102
5007953 | COOL COIL Cu/Al-P3012AR-7R-14T-680°-2.0p | 22844 | DAIKIN APPLIED EUROPE SPA | AHCOI0105081000102
5007954 | HEAT COIL Cu/Al-P3012AC-2R-14T-680A-2.0p | 22844 | DAIKIN APPLIED EUROPE SPA | AHCOI0108081000102
5007955 | Evaporator EV50191212/7 10MM 110V PED | 22844 | DAIKIN APPLIED EUROPE SPA | 135004580
5007956 | LOW PRESS.SW.PS3-AF1HNS/2,5:4 | 22844 | DAIKIN APPLIED EUROPE SPA | 131035015
5007957 | Evaporator EV19180066/9 230V 20MM PED | 22844 | DAIKIN APPLIED EUROPE SPA | 135005372
5007958 | Evaporator EV32270088/9N2 230V 20MM PED | 22844 | DAIKIN APPLIED EUROPE SPA | 135005371
5007961 | RETROFIT KIT FRM2-3122 4C | 22844 | DAIKIN APPLIED EUROPE SPA | 888001015
5007962 | FUSE GAUGE RING D02 50 A WO01722 | 22844 | DAIKIN APPLIED EUROPE SPA | SP-132015153
5007963 | MOTOR 1,5 kW – 2 P – EFF. IE2 – 3 Ph. | 22844 | DAIKIN APPLIED EUROPE SPA | AHMT00150D0090S2PN1
5007965 | Electric pump T90-009 art. cod. ZV35 | 22844 | DAIKIN APPLIED EUROPE SPA | AHPMMT90-009
5007966 | DISCHARGE PIPE ASSY CMPR4 | 22844 | DAIKIN APPLIED EUROPE SPA | 115005500
5007971 | SWITCH BOX ASSY ALS460FXESTLNXN Pico2 | 22844 | DAIKIN APPLIED EUROPE SPA | 135008394-RIC
5007972 | COND.COIL (AC)SX 2700x3x14(44F)3+1F/B | 22844 | DAIKIN APPLIED EUROPE SPA | 135003434[A]-SP
5008068 | SUPPORT FOR ACTUATOR | 22844 | DAIKIN APPLIED EUROPE SPA | 111502836
5008069 | PIN FOR ACTUATOR | 22844 | DAIKIN APPLIED EUROPE SPA | 111502837
5008078 | SCREW TYPE FUSE COVER W/01390 | 22844 | DAIKIN APPLIED EUROPE SPA | SP-131028083
5008080 | INVERTER ROCKWELL 2.2 Kw | 22844 | DAIKIN APPLIED EUROPE SPA | 22F-D6P0N113
5008081 | SALMSON PUMP DIL210-15/15 | 22844 | DAIKIN APPLIED EUROPE SPA | 10000107170
5008082 | EVAPORATOR AREA GUARD KIT | 22844 | DAIKIN APPLIED EUROPE SPA | 229825102-SP
5008085 | MCQUAY LOGO STICKER 650x180mm | 22844 | DAIKIN APPLIED EUROPE SPA | 132301253
5008086 | PUMP LOWARA FHS 65 -125/ 7,5 KW 400V | 22844 | DAIKIN APPLIED EUROPE SPA | 132013931LOWARA
5008087 | EVAPORATOR EV40271212/7N2 20MM 115V PED | 22844 | DAIKIN APPLIED EUROPE SPA | 135004136
5008088 | Heat coil Cu-Al-P3012-2R-26T-1330A-2.0pa | 22844 | DAIKIN APPLIED EUROPE SPA | AHCOI0104081000101
5008089 | Heat coil Cu/Al-P3012-2R-26T-1330A-2.0pa | 22844 | DAIKIN APPLIED EUROPE SPA | AHCOI0107081000101
5008090 | FUSE GAUGE RING D02 25A WO01720 | 22844 | DAIKIN APPLIED EUROPE SPA | SP-131028033
5008091 | MOTOR 4kW-2pole- IP55-Cl.F-B3-Eff. IE2 | 22844 | DAIKIN APPLIED EUROPE SPA | AHMT00400D0112M2PN1
5008092 | FAN TLZ 280 R WITHOUT FLANGE | 22844 | DAIKIN APPLIED EUROPE SPA | AHFA2A1-TLZ0280-R-1
5008098 | CONDENSER COIL(AL) LEFT 9000x3x14 50HOL | 22844 | DAIKIN APPLIED EUROPE SPA | 10000103137[B]
5008099 | CONDENSER COIL(AL) RIGHT 9000x3x14 50HOL | 22844 | DAIKIN APPLIED EUROPE SPA | 10000103141[B]
5008106 | CONN.x pCOII Small /PCO2CON0S0 | 22844 | DAIKIN APPLIED EUROPE SPA | 129150144
5008107 | FAN THLZ 180 R | 22844 | DAIKIN APPLIED EUROPE SPA | AHFA2B1THLZ0180-R-1
5008108 | MOTOR 1,1 Kw - 2 pole - IP55 - Cl. F - B | 22844 | DAIKIN APPLIED EUROPE SPA | AHMT00110D0080B2PN1
5008109 | FAN THLZ 200 R | 22844 | DAIKIN APPLIED EUROPE SPA | AHFA2B1THLZ0200-R-1
5008110 | MOTOR 0,75 Kw - 2 pole - IP55 - Cl. F - | 22844 | DAIKIN APPLIED EUROPE SPA | AHMT00075D0080A2PN1
5008111 | SWITCH BOX ASSY AC460KW (INVERT.) | 22844 | DAIKIN APPLIED EUROPE SPA | DK4SW02107-81B
5008117 | CONTR.CABLE COMPR.C1 or C3 AWS2/3 | 22844 | DAIKIN APPLIED EUROPE SPA | 10EAWNCC0001
5008118 | CONTR.CABLE COMPR.C2 AWS2/3 | 22844 | DAIKIN APPLIED EUROPE SPA | 10EAWNCC0002
5008135 | CONTROL PANEL PRXC273,2XE | 22844 | DAIKIN APPLIED EUROPE SPA | 135016345-DAIKIN-RIC
5008136 | SUPPORT BRACKET QE,PRX-EV FR3200 | 22844 | DAIKIN APPLIED EUROPE SPA | 225060038
5008138 | CONNECTION PIPE W/FL/GST | 22844 | DAIKIN APPLIED EUROPE SPA | 215506019-RIC
5008150 | MOTOR 30kW- 4 pole- IP55 – Cl. F – B3 – | 22844 | DAIKIN APPLIED EUROPE SPA | AHMT03000F0200L4PN1
5008151 | Evap. VICTAULIC KIT 5 | 22844 | DAIKIN APPLIED EUROPE SPA | VICKIT05
5008156 | CABLE ASSY W.CONN. 8-10FAB C1-2 MS+FM | 22844 | DAIKIN APPLIED EUROPE SPA | 129640618-RIC
5008157 | SOUND PROOF CABINET | 22844 | DAIKIN APPLIED EUROPE SPA | 239555202
5008159 | UNIT CONTROL BOX WSC | 22844 | DAIKIN APPLIED EUROPE SPA | 330721502-WSC
5008160 | UNIT CONTROL BOX WSC MODIFICATION | 22844 | DAIKIN APPLIED EUROPE SPA | R330721502-WSC
5008161 | CONTROLLER LP-FX05P03-001C | 22844 | DAIKIN APPLIED EUROPE SPA | 131031004
5008162 | CONDESER COIL sxAL 2700x3x14 VER | 22844 | DAIKIN APPLIED EUROPE SPA | 135003489-VERT
5008169 | FORCED VENTILATION KIT AWS 2C | 22844 | DAIKIN APPLIED EUROPE SPA | 888101022
5008170 | FORCED VENTILATION KIT MNG EVO | 22844 | DAIKIN APPLIED EUROPE SPA | 888101021
5008171 | SHIM KIT FR3B | 22844 | DAIKIN APPLIED EUROPE SPA | 128810925
5008173 | FUSE BASE NHOO WO33398 | 22844 | DAIKIN APPLIED EUROPE SPA | SP-131028100
5008174 | SIDE PANEL | 22844 | DAIKIN APPLIED EUROPE SPA | 999001002
5008175 | FRONT PANEL LEFT (MAIN SWITCH DOOR) | 22844 | DAIKIN APPLIED EUROPE SPA | 999001003
5008176 | FRONT PANEL RIGHT | 22844 | DAIKIN APPLIED EUROPE SPA | 999001004
5008177 | BACK PANEL LEFT | 22844 | DAIKIN APPLIED EUROPE SPA | 999001005
5008178 | AIR VENTILATION GRILL | 22844 | DAIKIN APPLIED EUROPE SPA | 999001006
5008181 | GASKET DISCH.SHUT OFF VALVE | 22844 | DAIKIN APPLIED EUROPE SPA | 130609265
5008182 | EXPANSION VALVE KIT C1 | 22844 | DAIKIN APPLIED EUROPE SPA | 888101049
5008183 | EXPANSION VALVE KIT C2 | 22844 | DAIKIN APPLIED EUROPE SPA | 888101050
5008184 | FAN ASSY TYPE TZAF450FFT1 | 22844 | DAIKIN APPLIED EUROPE SPA | AHFA2B1TZAF0450FT11
5008240 | LIQUID INJECTION KIT PFS | 22844 | DAIKIN APPLIED EUROPE SPA | 211507078-RIC
5008241 | DSR DIGITAL INVERTER DANFOSS 2.2kW | 22844 | DAIKIN APPLIED EUROPE SPA | AHINVERTER00220KW1S
5008242 | SOLID STATE RELAY 84135152 OPTOCOUPLER | 22844 | DAIKIN APPLIED EUROPE SPA | DK9SW82970-02A
5008243 | EVAPORATOR EV35191111 10MM 115V PED | 22844 | DAIKIN APPLIED EUROPE SPA | 135004139
5008244 | CABLE ASSY C1 PFS E.P.- COMPR.BOX | 22844 | DAIKIN APPLIED EUROPE SPA | 888101052
5008245 | LIQUID RECEIVER RL2731170 30 BAR PED | 22844 | DAIKIN APPLIED EUROPE SPA | 133365526
5008246 | THERMOSTAT ELEC.COILS WITH AUTOMATIC R. | 22844 | DAIKIN APPLIED EUROPE SPA | AHTERMOSTRIARMOAUT
5008279 | CURRENT LIMIT DISPLAY | 22844 | DAIKIN APPLIED EUROPE SPA | 129622007-EVO
5008281 | MAIN SWITCH HANDLE | 22844 | DAIKIN APPLIED EUROPE SPA | SP-TEC-18223
5008282 | DISCHARGE LINE (CU) WHB034:057 ME-RL | 22844 | DAIKIN APPLIED EUROPE SPA | 225016227[B]-RIC
5008283 | BACK PANEL 4 WHB | 22844 | DAIKIN APPLIED EUROPE SPA | 119405820[A]
5008284 | BACK PANEL 5 WHB | 22844 | DAIKIN APPLIED EUROPE SPA | 119405821
5008285 | EVAPORATOR EV40181111 10MM 115V PED | 22844 | DAIKIN APPLIED EUROPE SPA | 135004140
5008286 | JOINT RING CB D458 | 22844 | DAIKIN APPLIED EUROPE SPA | 999001007
5008287 | CABLE ASSY WITH CONN. Masc/Fem C1 | 22844 | DAIKIN APPLIED EUROPE SPA | 129640618-RIC1
5008288 | CABLE ASSY WITH CONN. Masc/Fem C2 | 22844 | DAIKIN APPLIED EUROPE SPA | 129640618-RIC2
5008289 | ECONOM.PLUG 1.0625 4200 TOP-LI | 22844 | DAIKIN APPLIED EUROPE SPA | M331318001
5008293 | Easy lateral panel 715X570mm -25mm-foam | 22844 | DAIKIN APPLIED EUROPE SPA | AHPNL4011-113028007
5008294 | Easy lateral panel 715X570mm–25mm foam | 22844 | DAIKIN APPLIED EUROPE SPA | AHPNL4011-113028008
5008295 | Easy lateral panel 665X700mm -25mm-foam | 22844 | DAIKIN APPLIED EUROPE SPA | AHPNL4010-113028004
5008296 | Easy lateral panel 460X700mm -25mm-foam | 22844 | DAIKIN APPLIED EUROPE SPA | AHPNL00000000000001
5008297 | Aluminium profile type “T” | 22844 | DAIKIN APPLIED EUROPE SPA | AHAP030PFISS-PANN-N
5008298 | Nylon corner Easy 30mm | 22844 | DAIKIN APPLIED EUROPE SPA | AHCO030PNYL7N30-25T
5008299 | HSA197 3.0VR-60 400V.R134 110V OVHLD | 22844 | DAIKIN APPLIED EUROPE SPA | RT330565511
5008301 | CONDENSER COIL (AL) DX 4500x3x14 44F 3c | 22844 | DAIKIN APPLIED EUROPE SPA | 135003397[C]
5008302 | CONDENSER COIL GUARD KIT | 22844 | DAIKIN APPLIED EUROPE SPA | 229825094
5008303 | CONDENSER COIL GUARD KIT | 22844 | DAIKIN APPLIED EUROPE SPA | 229825095
5008307 | HARMONIC FILTER x VFD286/kW160 | 22844 | DAIKIN APPLIED EUROPE SPA | VFD286-400ADFTTFNN
5008308 | MNG MONO SW.BOX DOOR + SUN SHIELD | 22844 | DAIKIN APPLIED EUROPE SPA | 888101054
5008309 | SWITCH BOX ASSY EWAP 100HP | 22844 | DAIKIN APPLIED EUROPE SPA | DK4SW02106-41A
5008311 | KIT x CONTAINER MNG-8Fans(opt) | 22844 | DAIKIN APPLIED EUROPE SPA | 229825118
5008312 | FRONT PANEL MNG MONO | 22844 | DAIKIN APPLIED EUROPE SPA | 119405262
5008313 | NAME PLATE KIT MNG | 22844 | DAIKIN APPLIED EUROPE SPA | 229825041P4
5008314 | EXT.MOD.BOARD POL925.00/MCQ | 22844 | DAIKIN APPLIED EUROPE SPA | 10000110046
5008315 | HEAT WHEEL MOTOR 190W 3Ph 170 rpm | 22844 | DAIKIN APPLIED EUROPE SPA | AH-HWMOTOR-190W-3PH
5008323 | COMPR.HS-3118 3VR 43Kw 400V.Aux230V OVHL | 22844 | DAIKIN APPLIED EUROPE SPA | RT331315012
5008324 | EVAPORATOR EV32270099/7NS 230V 20MM PED | 22844 | DAIKIN APPLIED EUROPE SPA | 135004141
5008325 | CIRCUIT BREAKER 1P C 8A 6KA | 22844 | DAIKIN APPLIED EUROPE SPA | SP-132015132
5008326 | PRESS.TRANSD. NSK-BE050I-U009-0-50 bar | 22844 | DAIKIN APPLIED EUROPE SPA | 129150236
5008327 | CONDENSER COIL(AC) LEFT 2700x3x14 50HOL | 22844 | DAIKIN APPLIED EUROPE SPA | 10000103074-SP
5008329 | COMPR.SOL.VALVE KIT 230V - 703RB001-D | 22844 | DAIKIN APPLIED EUROPE SPA | 131010055
5008335 | PANEL PNL4006 25mm plastisol/galvanized | 22844 | DAIKIN APPLIED EUROPE SPA | AHPNL4006-115005001
5008336 | BACK PANEL 3 WHB | 22844 | DAIKIN APPLIED EUROPE SPA | 119405819[A]
5008337 | ST2-3-57 DCMS24-62 P 3-WAY VLV ACT. | 22844 | DAIKIN APPLIED EUROPE SPA | 4802510
5008338 | COND. COIL (AL) SX 2700X2X16 44F | 22844 | DAIKIN APPLIED EUROPE SPA | 135003377
5008339 | COND.COIL (AL) DX 2700X2X16 44F | 22844 | DAIKIN APPLIED EUROPE SPA | 135003381[B]-SP
5008340 | COND.COIL SX 2700X2X16 44F | 22844 | DAIKIN APPLIED EUROPE SPA | 135003377-BLYGOLD
5008341 | COND.COIL DX 2700X2X16 44F | 22844 | DAIKIN APPLIED EUROPE SPA | 135003381-BLYGOLD
5008342 | COND.COIL SX 5400X3X14 44F | 22844 | DAIKIN APPLIED EUROPE SPA | 135003333-BLYGOLD
5008343 | COND.COIL DX 5400X3X14 44F | 22844 | DAIKIN APPLIED EUROPE SPA | 135003337-BLYGOLD
5008344 | LOWER PANEL VBK1500 | 22844 | DAIKIN APPLIED EUROPE SPA | 804040390X
5008345 | LOWER PANEL VBK1500 | 22844 | DAIKIN APPLIED EUROPE SPA | 804040408X
5008346 | UPPER PANEL VBK1500 | 22844 | DAIKIN APPLIED EUROPE SPA | 804040389X
5008347 | COND.COIL SX 3600x3x14 44F 4+1 | 22844 | DAIKIN APPLIED EUROPE SPA | 135003309-BLYGOLD
5008348 | COND.COIL DX 3600x3x14 44F 4+1 | 22844 | DAIKIN APPLIED EUROPE SPA | 135003313-BLYGOLD
5008349 | DAMPER H=910 W=2250-GALVANIZED | 22844 | DAIKIN APPLIED EUROPE SPA | AHDP0910X2250AEH1LZ
5008353 | SWITCH BOX ASSY | 22844 | DAIKIN APPLIED EUROPE SPA | 10EMEYAO0013-RIC
5008354 | SWITCH BOX CASING | 22844 | DAIKIN APPLIED EUROPE SPA | 10ELA0010001[A]
5008355 | SUPPORT BEAM | 22844 | DAIKIN APPLIED EUROPE SPA | 119405160
5008357 | PCOS004850 SERIAL MODBUS RS485 PC02-PC03 | 22844 | DAIKIN APPLIED EUROPE SPA | 129150098
5008435 | WIRE ASSY EXV2-EXVB2 | 22844 | DAIKIN APPLIED EUROPE SPA | 135008304-RIC2
5008436 | COMPR. FLAPPER D8SH-500X BWM 1P R407C | 22844 | DAIKIN APPLIED EUROPE SPA | 131019279
5008437 | RETROFIT KIT FRM2-3221 2C R22 AUX 115V | 22844 | DAIKIN APPLIED EUROPE SPA | 888001019
5008438 | SPRING AVM MEIHUAN MHD-810 | 22844 | DAIKIN APPLIED EUROPE SPA | 133206129
5008459 | COMPR.SIDE COVER MQC-S800-900 | 22844 | DAIKIN APPLIED EUROPE SPA | 210001001
5008462 | EVAPORATOR EV40271010/9NS 20MM 230V PED | 22844 | DAIKIN APPLIED EUROPE SPA | 135004145
5008466 | EVAPORATOR EV40271212 20MM 115V PED | 22844 | DAIKIN APPLIED EUROPE SPA | 135004146
5008467 | TUBE CUNI 90/10 L12 FEET kit (10 tubes) | 22844 | DAIKIN APPLIED EUROPE SPA | E000056(B)-RIC
5008469 | TOP PANEL VBK1500 | 22844 | DAIKIN APPLIED EUROPE SPA | 804040386X
5008470 | CONDENSER COIL(AC) SX 7200x3x14 44F | 22844 | DAIKIN APPLIED EUROPE SPA | 135003218-SP
5008471 | CONDENSER COIL(AC) DX 7200x3x14 44F | 22844 | DAIKIN APPLIED EUROPE SPA | 135003222-SP
5008472 | TUBES CUNI 90/10 L2743 KIT(10 tubes) | 22844 | DAIKIN APPLIED EUROPE SPA | E000017-RIC
5008474 | INVERT.18,5 kW brand “Blu”HVACRS400P3185 | 22844 | DAIKIN APPLIED EUROPE SPA | AHINVERTER01850KW1S
5008483 | CONDENSER CB1515012/2P PED | 22844 | DAIKIN APPLIED EUROPE SPA | 132099145
5008485 | EVAPORATOR EV40191010 10MM 115V PED | 22844 | DAIKIN APPLIED EUROPE SPA | 135004147
5008488 | VICTAULIC FLANGE KIT DN150 PN10/16 | 22844 | DAIKIN APPLIED EUROPE SPA | FLGKIT01
5008489 | CONDENSER COIL (CU) ASSY ALSD229.2 | 22844 | DAIKIN APPLIED EUROPE SPA | 229899107
5008490 | PHE DV200X110/220+INSUL | 22844 | DAIKIN APPLIED EUROPE SPA | 137013019[A]
5008576 | COMPRESSOR FR4AS ECO 400V/3Ph/50Hz R134a | 22844 | DAIKIN APPLIED EUROPE SPA | 236132001
5008577 | COMPRESSOR FR4AL ECO 400V/3Ph/50Hz R134a | 22844 | DAIKIN APPLIED EUROPE SPA | 236132002
5008578 | ECONOMISER PHE AC70-110MX | 22844 | DAIKIN APPLIED EUROPE SPA | 10000107024
5008579 | COMPR.INVERTER CIMR-AU4A0414AAA (F4AS) | 22844 | DAIKIN APPLIED EUROPE SPA | 131093120
5008580 | COMPR.INVERTER CIMR-AU4A0515AAA (F4AL) | 22844 | DAIKIN APPLIED EUROPE SPA | 131093121
5008581 | COMPR. EMI FILTER FS5972-410-99 | 22844 | DAIKIN APPLIED EUROPE SPA | 129623110
5008582 | COMPR. EMI FILTER FS5972-600-99 | 22844 | DAIKIN APPLIED EUROPE SPA | 129623111
5008583 | COMPR. EMI FILTER B84143-B400-S20 | 22844 | DAIKIN APPLIED EUROPE SPA | 129623117
5008584 | COMPR. EMI FILTER B84143-B600-S20 | 22844 | DAIKIN APPLIED EUROPE SPA | 129623118
5008639 | SUCTION BUSH | 22844 | DAIKIN APPLIED EUROPE SPA | 115005510
5008640 | BALL VALVE 6590/11 D35 | 22844 | DAIKIN APPLIED EUROPE SPA | 130814066
5008641 | SUCTION VALVE GASKET | 22844 | DAIKIN APPLIED EUROPE SPA | 132021059
5008642 | FILTER DRIER CORE 4411/11A | 22844 | DAIKIN APPLIED EUROPE SPA | 133304007-CASTEL
5008643 | PHE EVAPORATOR AC500-116 EQ | 22844 | DAIKIN APPLIED EUROPE SPA | 137013106[B]
5008644 | PHE EVAPORATOR AC120-136 EQ | 22844 | DAIKIN APPLIED EUROPE SPA | 137013107[D]
5008645 | PHE EVAPORATOR AC120-172 EQ | 22844 | DAIKIN APPLIED EUROPE SPA | 137013108[C]
5008646 | PHE EVAPORATOR AC500-64 EQ | 22844 | DAIKIN APPLIED EUROPE SPA | 137013109[B]
5008647 | PHE EVAPORATOR AC500-74 EQ | 22844 | DAIKIN APPLIED EUROPE SPA | 137013110[B]
5008648 | PHE EVAPORATOR AC500-90 EQ | 22844 | DAIKIN APPLIED EUROPE SPA | 137013111[B]
5008649 | COMPR. 3220(197) 400V/3Ph/50Hz R134a Aux | 22844 | DAIKIN APPLIED EUROPE SPA | D330565511
5008650 | COMPR. 3221(203) 400V/3Ph/50Hz R134a Aux | 22844 | DAIKIN APPLIED EUROPE SPA | D330872001
5008651 | FLOW SWITCH 175l/min VKS05M2DEBEL18-blue | 22844 | DAIKIN APPLIED EUROPE SPA | DK4SW01962-1G
5008652 | DISCHARGE BUSH | 22844 | DAIKIN APPLIED EUROPE SPA | E44070043
5008653 | AUX CABLES C1-C2 ALS-F M/F | 22844 | DAIKIN APPLIED EUROPE SPA | 135008304-MF
5008654 | CONTROL CABLES C1 ALS(F)M/F | 22844 | DAIKIN APPLIED EUROPE SPA | 135008501-RIC1
5008655 | CONTROL CABLES C2 ALS(F) M/F | 22844 | DAIKIN APPLIED EUROPE SPA | 135008502-RIC2
5008656 | ASSY., INTAKE GRILLE (MCQUAY) | 22844 | DAIKIN APPLIED EUROPE SPA | MPLCKCW-NG17
5008657 | ADAPTION KIT EXT. TO INT. OIL FILTER | 22844 | DAIKIN APPLIED EUROPE SPA | 888101016
5008658 | COOLING COIL Cu-Al P60-2R-4T-500A-2,5pa | 22844 | DAIKIN APPLIED EUROPE SPA | AHCOI0105112047001
5008659 | SECURITY DOOR | 22844 | DAIKIN APPLIED EUROPE SPA | AHDSHRIF0900
5008660 | SECURITY DOOR | 22844 | DAIKIN APPLIED EUROPE SPA | AHDSHRIF1380
5008661 | MOTOR 55 KW - 6 poles – Eff. IE2 – B3 | 22844 | DAIKIN APPLIED EUROPE SPA | AHMT05500D0280M6PN1
5008662 | BELT TYPE SPB LENGTH 2020mm | 22844 | DAIKIN APPLIED EUROPE SPA | AHCN2020M00SPBB2020
5008663 | HEATING COIL -L Fe-Al-FeZn P60AS 3R-34T- | 22844 | DAIKIN APPLIED EUROPE SPA | AHCOI0102115037001
5008664 | MOTOR 45KW - 6 poles – Eff. IE2 – B3 | 22844 | DAIKIN APPLIED EUROPE SPA | AHMT04500D0280S6PN1
5008665 | BELT TYPE SPB LENGTH 1700mm | 22844 | DAIKIN APPLIED EUROPE SPA | AHCN1700M00SPBB1700
5008666 | PIPE CONN. ASSY EVAPO-EXP.VALVE ALS C1 | 22844 | DAIKIN APPLIED EUROPE SPA | 225010322-RIC
5008670 | ANTIV.MOUNTING MEIHUAN MHD-650 | 22844 | DAIKIN APPLIED EUROPE SPA | 133206128
5008672 | PIPE CONN. ASSY EVAPO-EXP.VALVE ALS C2 | 22844 | DAIKIN APPLIED EUROPE SPA | 225010326-RIC
5008674 | COOLING COIL L - Cu/Al-P60-8r- 12T– 1230 | 22844 | DAIKIN APPLIED EUROPE SPA | AHCOI0104101010001
5008676 | COMPR. FR3AL ECO 400V/3Ph/50Hz R134a | 22844 | DAIKIN APPLIED EUROPE SPA | 236122702
5008677 | COMPR. FR3BS ECO 400V/3Ph/50Hz R134a | 22844 | DAIKIN APPLIED EUROPE SPA | 236122801
5008678 | COMPR. FR3BL ECO 400V/3Ph/50Hz R134a | 22844 | DAIKIN APPLIED EUROPE SPA | 236122802
5008679 | COMPR.INVERT.MOD.CIMR-AU4A0250AAA (F3AL) | 22844 | DAIKIN APPLIED EUROPE SPA | 131093117
5008680 | COMPR.INVERT.MOD CIMR-AU4A0296AAA (F3BS) | 22844 | DAIKIN APPLIED EUROPE SPA | 131093118
5008681 | COMPR.INVERT.MOD.CIMR-AU4A0362AAA (F3BL) | 22844 | DAIKIN APPLIED EUROPE SPA | 131093119
5008682 | COMPR.EMI FILTER FS5972-250-37 | 22844 | DAIKIN APPLIED EUROPE SPA | 129623109
5008683 | COMPR.EMI FILTER B84143-B250-S20 | 22844 | DAIKIN APPLIED EUROPE SPA | 129623115
5008684 | COMPR.EMI FILTER B84143-B320-S20 | 22844 | DAIKIN APPLIED EUROPE SPA | 129623116
5008686 | PANELS FLAT 50MM PLASTISOL/GALV. - FOAM | 22844 | DAIKIN APPLIED EUROPE SPA | AHPNL40161104010012
5008687 | PANELS FLAT 50MM PLASTISOL/GALV. - FOAM | 22844 | DAIKIN APPLIED EUROPE SPA | AHPNL40071104010012
5008688 | PANELS FLAT 50MM PLASTISOL/GALV. - FOAM | 22844 | DAIKIN APPLIED EUROPE SPA | AHPNL40101104010012
5008689 | PANELS FLAT 50MM PLASTISOL/GALV. - FOAM | 22844 | DAIKIN APPLIED EUROPE SPA | AHPNL40291104010012
5008690 | CORNER PROFILE 61MM ALUMINIUM | 22844 | DAIKIN APPLIED EUROPE SPA | AHCAB05101104010012
5008691 | PANELS FLAT 50MM PLASTISOL/GALV. - FOAM | 22844 | DAIKIN APPLIED EUROPE SPA | AHPNL40331104010013
5008692 | PANELS FLAT 50MM PLASTISOL/GALV. - FOAM | 22844 | DAIKIN APPLIED EUROPE SPA | AHPNL40161104010013
5008693 | DOOR WITH PORTHOLE | 22844 | DAIKIN APPLIED EUROPE SPA | AHPNL41011104010002
5008694 | PORTHOLE FOR PANELS 50MM | 22844 | DAIKIN APPLIED EUROPE SPA | AHOBO45APOL2000BP45
5008695 | DOOR HANDLE WITH KEY | 22844 | DAIKIN APPLIED EUROPE SPA | AHMG45A2NMFG140-026
5008696 | DOOR HINGES | 22844 | DAIKIN APPLIED EUROPE SPA | AHCR060AALLNEROC160
5008697 | PANELS FLAT 50MM PLASTISOL/GALV. - FOAM | 22844 | DAIKIN APPLIED EUROPE SPA | AHPNL40121103018009
5008698 | PANELS FLAT 50MM PLASTISOL/GALV. - FOAM | 22844 | DAIKIN APPLIED EUROPE SPA | AHPNL40151103018013
5008699 | PANELS FLAT 50MM PLASTISOL/GALV. - FOAM | 22844 | DAIKIN APPLIED EUROPE SPA | AHPNL40081103018013
5008700 | PANELS FLAT 50MM PLASTISOL/GALV. - FOAM | 22844 | DAIKIN APPLIED EUROPE SPA | AHPNL40041103018011
5008701 | PANELS FLAT 50MM PLASTISOL/GALV. - FOAM | 22844 | DAIKIN APPLIED EUROPE SPA | AHPNL40081103018011
5008702 | PANELS FLAT 50MM PLASTISOL/GALV. - FOAM | 22844 | DAIKIN APPLIED EUROPE SPA | AHPNL40031103018011
5008703 | DOOR WITH PORTHOLE | 22844 | DAIKIN APPLIED EUROPE SPA | AHPNL41011103018007
5008704 | PORTHOLE FOR PANELS 50MM | 22844 | DAIKIN APPLIED EUROPE SPA | AHOBO45APOL2000BP45
5008705 | DOOR HANDLE WITH KEY | 22844 | DAIKIN APPLIED EUROPE SPA | AHMG45A2NMFG140-026
5008706 | DOOR HINGES | 22844 | DAIKIN APPLIED EUROPE SPA | AHCR060AALLNEROC160
5008707 | CORNER PROFILE 61MM ALUMINIUM | 22844 | DAIKIN APPLIED EUROPE SPA | AHCAB05121103018005
5008708 | PANELS FLAT 50MM PLASTISOL/GALV. - FOAM | 22844 | DAIKIN APPLIED EUROPE SPA | AHPNL40171103018005
5008709 | PANELS FLAT 50MM PLASTISOL/GALV. - FOAM | 22844 | DAIKIN APPLIED EUROPE SPA | AHPNL40261103018005
5008710 | DOOR WITH PORTHOLE | 22844 | DAIKIN APPLIED EUROPE SPA | AHPNL41011104010001
5008711 | PORTHOLE FOR PANELS 50MM | 22844 | DAIKIN APPLIED EUROPE SPA | AHOB045APOL200OBP45
5008712 | DOOR HANDLE WITH KEY | 22844 | DAIKIN APPLIED EUROPE SPA | AHMG45A2NMFG140-026
5008713 | DOOR HINGES | 22844 | DAIKIN APPLIED EUROPE SPA | AHCR060AALLNEROC160
5008716 | COMPR.SOUND PROOF CABINET LN-XN(8F)HPI | 22844 | DAIKIN APPLIED EUROPE SPA | 239555014
5008720 | COMPRESSOR FR3BS 3.0VR-400V/50Hz NO ECON | 22844 | DAIKIN APPLIED EUROPE SPA | 332126912NE
5008722 | EVAPORATOR EV27270066/13 20MM 230V PED | 22844 | DAIKIN APPLIED EUROPE SPA | 135004150
5008730 | HEATING COIL Cu/Al – P60-AC-2R-12T-1230- | 22844 | DAIKIN APPLIED EUROPE SPA | AHCOI0103101010001
5008731 | EVAPORATOR EV27270066/9NS 20MM 115V PED | 22844 | DAIKIN APPLIED EUROPE SPA | 135004151
5008732 | EVAPORATOR EV27270066/17 20MM 115V PED | 22844 | DAIKIN APPLIED EUROPE SPA | 135004152
5008734 | ROTOR DISTAN RING S906/8 PW-OS | 22844 | DAIKIN APPLIED EUROPE SPA | 110002077
5008736 | COOLING COIL Cu/Al-1630A07060830025W0203 | 22844 | DAIKIN APPLIED EUROPE SPA | AHCOI0102115025001
5008737 | SPECIAL PANELS FLAT 50MM PLASTISOL/GALV. | 22844 | DAIKIN APPLIED EUROPE SPA | AHPNL48001103018009
5008738 | SPECIAL DOOR WITH PORTHOLE | 22844 | DAIKIN APPLIED EUROPE SPA | AHPNL48011104010001
5008739 | SPECIAL PANELS FLAT 50MM PLASTISOL/GALV. | 22844 | DAIKIN APPLIED EUROPE SPA | AHPNL48001104010001
5008740 | FAN MOTOR&BLADE FC080-SDA.6N.V5 | 22844 | DAIKIN APPLIED EUROPE SPA | 120802
5008741 | OIL SEPARATOR FRM 4 (MPW) | 22844 | DAIKIN APPLIED EUROPE SPA | 220001130-MPW
5008742 | HSA235 400v/3/50Hz.R134a 115v. OVH | 22844 | DAIKIN APPLIED EUROPE SPA | RT50234001
5008743 | CONDENSER C4216-3L | 22844 | DAIKIN APPLIED EUROPE SPA | 888101056
5008745 | HEAT WHEEL MOTOR RI214RPM 3Ph. AC 55W | 22844 | DAIKIN APPLIED EUROPE SPA | AH-HWMOTORRI214G400
5008746 | CONDENSER FLANGE GASKET | 22844 | DAIKIN APPLIED EUROPE SPA | 130609224
5008747 | WOODEN CRATE FOR Zayed Project | 22844 | DAIKIN APPLIED EUROPE SPA | AHWCSP0ZAYEDPACKAGE
5008748 | MOTOR 22 kW-4poles-Eff. Class IE2- B3 | 22844 | DAIKIN APPLIED EUROPE SPA | AHMT02200F0180L4PN1
5008749 | BELT TYPE SPA - LENGTH 2832mm | 22844 | DAIKIN APPLIED EUROPE SPA | AHCN2832M00SPAA2832
5008750 | MOTOR 15 kW- 4poles- Eff. Class IE2 – B3 | 22844 | DAIKIN APPLIED EUROPE SPA | AHMT01500F0160L4PN1
5008751 | BELT TYPE SPA - LENGTH 2800mm | 22844 | DAIKIN APPLIED EUROPE SPA | AHCN2800M00SPAA2800
5008752 | RETROFIT KIT FOR 3100 COMPRESSOR | 22844 | DAIKIN APPLIED EUROPE SPA | 888001020
5008752 | RETROFIT KIT FOR 3100 COMPRESSOR | 22844 | DAIKIN APPLIED EUROPE SPA | 888001020
5008760 | BLACK BUS BAR FOR CONTACTOR | 22844 | DAIKIN APPLIED EUROPE SPA | 3RT1946-4BA31
5008762 | DISTRIBUTOR GASKET | 22844 | DAIKIN APPLIED EUROPE SPA | E44135508
5008762 | DISTRIBUTOR GASKET | 22844 | DAIKIN APPLIED EUROPE SPA | E44135508
5008763 | EVAPORATOR EV40181010/9 SX 10MM 110V PED | 22844 | DAIKIN APPLIED EUROPE SPA | 135004158
5008772 | CONDENSER COIL (AL) SX 4500x3x14 44F 3c | 22844 | DAIKIN APPLIED EUROPE SPA | 135003393[C]
5008773 | PHE B35x48H(A.O)s.54/PED | 22844 | DAIKIN APPLIED EUROPE SPA | 132811171
5008780 | S. VALVE 1 NPT 3030-88C 23bar/CE | 22844 | DAIKIN APPLIED EUROPE SPA | 131038283
5008782 | AUX CABLES w/conn C2 M/F 6F | 22844 | DAIKIN APPLIED EUROPE SPA | 129640617-RIC2
5008783 | FUSE 16A E27 1222016 | 22844 | DAIKIN APPLIED EUROPE SPA | 131029010
5008784 | AIR PURGE ½” | 22844 | DAIKIN APPLIED EUROPE SPA | E0440031
5008787 | EVAPORATOR EV35190099 10MM 220V PED | 22844 | DAIKIN APPLIED EUROPE SPA | 135004160
5008788 | COOLING COIL P60–2R–4T–500A–2,5 p.a.–1C | 22844 | DAIKIN APPLIED EUROPE SPA | AHCOI0105112047005
5008789 | STAR SHAFT + SPRING HSG.3200 | 22844 | DAIKIN APPLIED EUROPE SPA | 86315-324
5008790 | STAR SHAFT BEARING HOUSING | 22844 | DAIKIN APPLIED EUROPE SPA | 86315-326
5008791 | PLUG + 3M CABLE (PT4-30M) | 22844 | DAIKIN APPLIED EUROPE SPA | DK4SW01879-4A
5008792 | KIT SIDE INSUL.PANEL WHB034-40 | 22844 | DAIKIN APPLIED EUROPE SPA | 228810300[A]
5008795 | CENTRAL SWITCH BOX DOOR E.P | 22844 | DAIKIN APPLIED EUROPE SPA | 10ELA0010008
5008796 | MIDDLE SUPPORT BEAM | 22844 | DAIKIN APPLIED EUROPE SPA | 10ELA0010018
5008797 | RIGHT HAND SWITCH BOX DOOR MNG | 22844 | DAIKIN APPLIED EUROPE SPA | 10ELA0010009
5008798 | SWITCH BOX ASSY MNG EVO INV | 22844 | DAIKIN APPLIED EUROPE SPA | 10EMEVAV0032-RIC
5008799 | SWITCH BOX CASING MNG EVO INV | 22844 | DAIKIN APPLIED EUROPE SPA | 10ELA0100001-RIC
5008800 | CONDENSER HEAD W/PIPE+ANODE(ASSEMBLED) | 22844 | DAIKIN APPLIED EUROPE SPA | BE44042711-RIC
5008801 | EVAPORATOR EV27180066/9 10MM 220V PED | 22844 | DAIKIN APPLIED EUROPE SPA | 135004161
5008802 | PIPE REPLACEMENT KIT EWAD200AJ | 22844 | DAIKIN APPLIED EUROPE SPA | 888101057
5008803 | COND.COILS (QTY4) (AC) 5400X3X14 ASSEMBL | 22844 | DAIKIN APPLIED EUROPE SPA | 229899108
5008804 | EBM FAN ASSEMBLY A6D800-AD0101 | 22844 | DAIKIN APPLIED EUROPE SPA | 10000102491-RIC
5008805 | TOTAL HEAT RECOVERY KIT | 22844 | DAIKIN APPLIED EUROPE SPA | 8000409654
5008806 | SWITCH BOX CASING WITH PACKING | 22844 | DAIKIN APPLIED EUROPE SPA | 11EMEYAS0025-RIC
5008807 | CENTRAL COMPR.SUPPORT | 22844 | DAIKIN APPLIED EUROPE SPA | 119405017
5008808 | EVAPORATOR GUARD KIT | 22844 | DAIKIN APPLIED EUROPE SPA | 229825140
5008809 | CONDENSER COIL GUARDS KIT (3Fans) | 22844 | DAIKIN APPLIED EUROPE SPA | 229825141
5008810 | EVAPORATOR EV66391717/9N2 20MM 115V PED | 22844 | DAIKIN APPLIED EUROPE SPA | 135004163
5008811 | SUPPORT FOR TOUCHSCREEN | 22844 | DAIKIN APPLIED EUROPE SPA | COMME0518
5008812 | COMPR. HSS3221 3.0VR-400V 134a OVHLD | 22844 | DAIKIN APPLIED EUROPE SPA | RTM350999198
5008813 | BUS BAR ADAPTOR KIT | 22844 | DAIKIN APPLIED EUROPE SPA | 9342.320
5008814 | KIT INSULAT.PANEL WHB043-080 | 22844 | DAIKIN APPLIED EUROPE SPA | 238810015[C]-SP
5008815 | INVERTER FOR MOTOR 3kW | 22844 | DAIKIN APPLIED EUROPE SPA | AHINVERTER00300KW1S
5008816 | DSR DIGITAL INVERT. BLU HVACRZAS/DSR400P | 22844 | DAIKIN APPLIED EUROPE SPA | AHINVERTER00150KW1S
5008817 | LCD .INTERFACE MICROT.III POL871.72/STD | 22844 | DAIKIN APPLIED EUROPE SPA | 10000110042
5008957 | SWITCH BOX DOOR WHB | 22844 | DAIKIN APPLIED EUROPE SPA | 119403796[A]
5008958 | SUPPLY AIR THERM. -10/+70°C DPDT011000 | 22844 | DAIKIN APPLIED EUROPE SPA | 129151232
5008959 | RETURN AIR THERM./HUMIDTY DPDC110000 | 22844 | DAIKIN APPLIED EUROPE SPA | 129151233
5008960 | TEMP. PROBE Ntc -50°/+105°C NTC060WP00 | 22844 | DAIKIN APPLIED EUROPE SPA | 131080036
5008961 | SIDE PANEL OPLN WHB 34-40 | 22844 | DAIKIN APPLIED EUROPE SPA | 139410363[C]-RIC
5008962 | DOOR HANDLE 42 without key | 22844 | DAIKIN APPLIED EUROPE SPA | AHMG42A2NMFG140-028
5008963 | DOOR HANDLE 42 with key | 22844 | DAIKIN APPLIED EUROPE SPA | AHMG42A1NMFG140-029
5008964 | EXPANSION VALVE Y1218 SEHI | 22844 | DAIKIN APPLIED EUROPE SPA | 330386208
5008965 | SIGHT GLASS D80 LIQ(BOROSILIC) | 22844 | DAIKIN APPLIED EUROPE SPA | 130809062
5008966 | O-RING 78,97X3,53 X R-134a | 22844 | DAIKIN APPLIED EUROPE SPA | 130601235
5008967 | O-RING 72,69X3,53 X R-134a | 22844 | DAIKIN APPLIED EUROPE SPA | 130601231
5008978 | KIT O-RING & GASKET(PFS-DUAL) | 22844 | DAIKIN APPLIED EUROPE SPA | 228302688
5008982 | KIT INSULAT.PANEL WHB085~159.2 | 22844 | DAIKIN APPLIED EUROPE SPA | 238810017[A]
5008983 | MQCS908-3221 1C RETROFIT KIT | 22844 | DAIKIN APPLIED EUROPE SPA | 888001022
5008984 | SWITCH BOX ASSY MNG HPI | 22844 | DAIKIN APPLIED EUROPE SPA | 139680513-HPSU-RIC
5008994 | FAN INSPECTION DOOR 670X1123 | 22844 | DAIKIN APPLIED EUROPE SPA | AHPNL4006-113022001
5008995 | FILTER INSPECTION DOOR 404X1123 | 22844 | DAIKIN APPLIED EUROPE SPA | AHPNL4202-113022001
5008996 | HINGE TYPE A80x110 | 22844 | DAIKIN APPLIED EUROPE SPA | AHCR080PALLNEROA080
5008997 | HANDLE 45 with key | 22844 | DAIKIN APPLIED EUROPE SPA | AHMG45P2N0DN45-60KD
5008998 | HANDLE 45 without key | 22844 | DAIKIN APPLIED EUROPE SPA | AHMG45P1N00DN45-60D
5008999 | CENTRAL LINE REACTOR KEB | 22844 | DAIKIN APPLIED EUROPE SPA | 24.Z1.B04-1000
5009002 | CONTROL UNIT BOARD PCO3 LARGE CON SSR | 22844 | DAIKIN APPLIED EUROPE SPA | 332608311
5009003 | PCO3CON0L0 CONN.X PCO3 LARGE | 22844 | DAIKIN APPLIED EUROPE SPA | 129150198
5009004 | RS485 FIELDBUS CARD | 22844 | DAIKIN APPLIED EUROPE SPA | 332608901
5009013 | TOP BRACKET OPLN WHB 043-080 | 22844 | DAIKIN APPLIED EUROPE SPA | 119405796[A]
5009014 | TOP PLATE OPLN WHB 043-080 | 22844 | DAIKIN APPLIED EUROPE SPA | 139420320[A]
5009015 | SOUND PRF CABINET LATCH B40 | 22844 | DAIKIN APPLIED EUROPE SPA | 121607004
5009016 | GLYD RING 3100(BLACK+GREEN) | 22844 | DAIKIN APPLIED EUROPE SPA | M330879401
5009026 | GASKET DN. 5'X FLANGE ASP.P. | 22844 | DAIKIN APPLIED EUROPE SPA | 132021039
5009027 | CONTACTOR 110v 3RT1516-1AF00 | 22844 | DAIKIN APPLIED EUROPE SPA | SP-132015159
5009028 | HEATER 400V-250W w.CONN.L=135mm | 22844 | DAIKIN APPLIED EUROPE SPA | 132012006
5009029 | COMPR.SOUND PROOF CABINET MNG | 22844 | DAIKIN APPLIED EUROPE SPA | 239555201[D]
5009030 | FAN SILENT MODEL 6FAN | 22844 | DAIKIN APPLIED EUROPE SPA | 129622065-RIC
5009031 | MQCS906 2C 134a AUS 220V 1PC | 22844 | DAIKIN APPLIED EUROPE SPA | N38010961
5009032 | CONDENSER COIL (AL) DX 6300x3x14 (D) | 22844 | DAIKIN APPLIED EUROPE SPA | 235003153
5009036 | HEAT WHEEL 1 1250/1.9GG 1330X1330 A.S | 22844 | DAIKIN APPLIED EUROPE SPA | AHRHW0101095012001
5009037 | SWITCH BOX CASING WHB.1 | 22844 | DAIKIN APPLIED EUROPE SPA | 119403791-RIC
5009038 | FUSE BASE 14X51MM 50A 3 POLE | 22844 | DAIKIN APPLIED EUROPE SPA | SP-132015138
5009039 | EVAPORATOR EV32270099/7NS 230V 10MM PED | 22844 | DAIKIN APPLIED EUROPE SPA | 135005373
5009040 | INVERTER FOR MOTOR POWER 11kW | 22844 | DAIKIN APPLIED EUROPE SPA | AHINVERTER01100KW1S
5009041 | PF32.000 FAN & FLTR PF32000-115VA | 22844 | DAIKIN APPLIED EUROPE SPA | 11632151000
5009042 | PCO10000F0 LON FTT10 PORT | 22844 | DAIKIN APPLIED EUROPE SPA | 129150194
5009043 | LOCK NUT M30x1,5 SKF KM6 | 22844 | DAIKIN APPLIED EUROPE SPA | 7569-107
5009044 | LOCK WASHER M30-SKF MB6 3200 | 22844 | DAIKIN APPLIED EUROPE SPA | 7569-207
5009052 | CONTROL MODULE KIT AC8000B+AC2800B | 22844 | DAIKIN APPLIED EUROPE SPA | AC2800B
5009053 | Panel F45 – Foam - dim. 615X820mm | 22844 | DAIKIN APPLIED EUROPE SPA | AHPNL4010-121007002
5009054 | Panel F45 – Foam - dim. 405X1625mm | 22844 | DAIKIN APPLIED EUROPE SPA | AHPNL4004-121007002
5009058 | CONNECTOR BOARD TO WIRE POL925 | 22844 | DAIKIN APPLIED EUROPE SPA | 10000109675
5009059 | PARTIAL HEAT RECOVERY MNG EVO | 22844 | DAIKIN APPLIED EUROPE SPA | 888101064
5009060 | TOTAL HEAT RECOVERY MNG EVO | 22844 | DAIKIN APPLIED EUROPE SPA | 888101063
5009061 | PIPE ASSY EVAP- V: ESP 2 ALS.3 (D) | 22844 | DAIKIN APPLIED EUROPE SPA | 215006525-RIC
5009066 | STAR KIT 3200-HS3216-HSA/HSW167 | 22844 | DAIKIN APPLIED EUROPE SPA | 95814-001
5009067 | FUSE D01 gG 6A E14 | 22844 | DAIKIN APPLIED EUROPE SPA | 131029023
5009068 | REMOTE CONTR.MICROTECH III POL895.51/STD | 22844 | DAIKIN APPLIED EUROPE SPA | 10000110036
5009070 | THERMAL OVERLOAD 5.5-8A | 22844 | DAIKIN APPLIED EUROPE SPA | SP-132015163
5009071 | COMPRESSOR CIRC.BREAKER KIT (F1) | 22844 | DAIKIN APPLIED EUROPE SPA | 888101065
5009072 | V-BELT PUNCHED GREEN13A – length 6 meter | 22844 | DAIKIN APPLIED EUROPE SPA | AHCN-HW-HOV-2010074
5009073 | BELT FASTENER PROFILE 13 | 22844 | DAIKIN APPLIED EUROPE SPA | AHBP-HW-HOV-2024542
5009076 | TRANSFORMER 1000VA 0-380-400-415V | 22844 | DAIKIN APPLIED EUROPE SPA | SP-131045145
5009077 | STEAM PIPE DIAMETER 30mm | 22844 | DAIKIN APPLIED EUROPE SPA | AHTV030DC1312365AXX
5009078 | FAN TYPE TLZ 250 R WITHOUT FLANGE | 22844 | DAIKIN APPLIED EUROPE SPA | AHFA2A1-TLZ0250-R-1
5009079 | BELT TYPE SPA – Length 1057mm | 22844 | DAIKIN APPLIED EUROPE SPA | AHCN1057M00SPAA1057
5009080 | PHASE MONITOR 500V-50hz | 22844 | DAIKIN APPLIED EUROPE SPA | SP-132015162
5009083 | TRANSFORMER E.500V-U.115V 2000VA | 22844 | DAIKIN APPLIED EUROPE SPA | SP-131045144
5009084 | TRANSFORMER CFT020K0 20000VA 400/500V | 22844 | DAIKIN APPLIED EUROPE SPA | CCT020K00005
5009085 | LOW NOISE CABINET MNG-MONO 2-4F | 22844 | DAIKIN APPLIED EUROPE SPA | 239554900[E]
5009086 | CONDENSER CB2715070 SX CIR1 10MM PED | 22844 | DAIKIN APPLIED EUROPE SPA | 133073521
5009087 | SPRING TERMINAL BLOCK CONNECTOR POL965 | 22844 | DAIKIN APPLIED EUROPE SPA | 10000110090
5009088 | EVAPO.PROTECTION GRILLS KIT | 22844 | DAIKIN APPLIED EUROPE SPA | 229825103
5009089 | GRILLE ASSY 6GRIGL CABIN.4F/MNG | 22844 | DAIKIN APPLIED EUROPE SPA | 229825101
5009090 | GRILLE ASSY 8GRIGL CABIN.8F/HPI | 22844 | DAIKIN APPLIED EUROPE SPA | 229825100
5009091 | LOWER GASKET CHECK VALVE RITEP | 22844 | DAIKIN APPLIED EUROPE SPA | 130609271
5009092 | UPPER GASKET CHECK VALVE RITEPR | 22844 | DAIKIN APPLIED EUROPE SPA | 130609272
5009098 | FLEXIBLE CABLES(CONTACTOR-FUSE) 250 | 22844 | DAIKIN APPLIED EUROPE SPA | COCRS50-250
5009099 | FLEXIBLE CABLES (CONTACTOR-FUSE)350 | 22844 | DAIKIN APPLIED EUROPE SPA | COCRS50-350
5009100 | EVAPORATOR EV21110077 20MM 115V PED | 22844 | DAIKIN APPLIED EUROPE SPA | 135004166
5009101 | FHE50-125/40 4KW.400V KIT | 22844 | DAIKIN APPLIED EUROPE SPA | 132013648
5009102 | CABLE PLUG+GASKET | 22844 | DAIKIN APPLIED EUROPE SPA | 888101068
5009103 | PARTIAL HEAT RECOVERY MNG HPI | 22844 | DAIKIN APPLIED EUROPE SPA | 888101067
5009104 | COMPR.FLAPPER D8SJ-600X BWM 1P.R407C | 22844 | DAIKIN APPLIED EUROPE SPA | 131019281
5009150 | KIT INSULAT.PANEL WHB034~040 | 22844 | DAIKIN APPLIED EUROPE SPA | 238810018[A]-SP
5009151 | MOTOR 1,5 Kw 3,52A - 380V/50Hz | 22844 | DAIKIN APPLIED EUROPE SPA | AHMT00150D0090L4PN1
5009152 | MOTOR 0,55 Kw 1,33A - 380V/50Hz | 22844 | DAIKIN APPLIED EUROPE SPA | AHMT00055D0071B2PM1
5009153 | MOTOR 0,55 Kw 1,49A - 380V/50Hz | 22844 | DAIKIN APPLIED EUROPE SPA | AHMT00055D0080A4PM1
5009195 | EVAPO VICTAULIC KIT 6" L=100 | 22844 | DAIKIN APPLIED EUROPE SPA | VICKIT06
5009197 | FITTING 1/4'SAE X 1/4'NPT | 22844 | DAIKIN APPLIED EUROPE SPA | 130808002
5009198 | PULSATION REDUCER SCREW TOP PLATE | 22844 | DAIKIN APPLIED EUROPE SPA | 110001139
5009207 | CONDENSER LEFT | 22844 | DAIKIN APPLIED EUROPE SPA | DK3PW12639-2C[A]
5009208 | CONDENSER RIGHT | 22844 | DAIKIN APPLIED EUROPE SPA | DK3PW12640-2C[A]
5009209 | CONDENSER LEFT | 22844 | DAIKIN APPLIED EUROPE SPA | DK3PW12668-2B[A]-SP
5009210 | CONDENSER RIGHT | 22844 | DAIKIN APPLIED EUROPE SPA | DK3PW12667-2B[A]-SP
5009211 | COMPR.SOUND PROOF CABINET MNG-EVO | 22844 | DAIKIN APPLIED EUROPE SPA | 239555201[E]
5009213 | FUSE GAUGE RING D01-16A | 22844 | DAIKIN APPLIED EUROPE SPA | SP-131028036
5009214 | SPECIAL RETAINING SPRING WO01729 | 22844 | DAIKIN APPLIED EUROPE SPA | SP-131028035
5009215 | BUS BAR 30x10 L=146,5CM | 22844 | DAIKIN APPLIED EUROPE SPA | 30X10L146
5009216 | M/C SUCTION END BEARING COVER 1/16' | 22844 | DAIKIN APPLIED EUROPE SPA | M330875401
5009217 | ORIFICE 1/16-NPT-DIA.1,2mm | 22844 | DAIKIN APPLIED EUROPE SPA | M070231701
5009218 | FUSE BASE NH00 | 22844 | DAIKIN APPLIED EUROPE SPA | 9343.010
5009220 | STARTER PANEL+IQ 500-LA RLA862 | 22844 | DAIKIN APPLIED EUROPE SPA | 089A5EYNN-RIC
5009221 | MOTOR 2,2 kW–2P–IE2–3ph–230/400V-B3 | 22844 | DAIKIN APPLIED EUROPE SPA | AHMT00220D0090L2PN1
5009222 | TRANSDUCER CABLE CONNECTION ASSY | 22844 | DAIKIN APPLIED EUROPE SPA | 10000110038[B]-RIC
5009224 | COMPRESSOR CABINET C1-2 12Fan HPI | 22844 | DAIKIN APPLIED EUROPE SPA | 239554910[B]
5009225 | COMPRESSOR CABINET C3 12Fan HPI | 22844 | DAIKIN APPLIED EUROPE SPA | 239555029[B]
5009226 | ANGLE FITTING 2-1/4"D.35+HMHQ(+O-Ring) | 22844 | DAIKIN APPLIED EUROPE SPA | 130841090
5009227 | COMPR.SOUND PROOF CABINET LNXN 1-2 AWS.2 | 22844 | DAIKIN APPLIED EUROPE SPA | 10000102470[G]-SP
5009244 | COMPR.HS3122 3VR 60Kw 400V.Aux230V. OVHL | 22844 | DAIKIN APPLIED EUROPE SPA | RTP331315015
5009245 | CONDENSER PFSB | 22844 | DAIKIN APPLIED EUROPE SPA | 2609.335
5009246 | 3122 RETROFIT KIT 2 CIRCUITS | 22844 | DAIKIN APPLIED EUROPE SPA | 888001004
5009248 | EXP.VALVE ESP BBIJE-3 CJP60 S.16/OS | 22844 | DAIKIN APPLIED EUROPE SPA | 131009205
5009249 | CONDENSER COIL GUARD KIT GRID 20F 2C-3C | 22844 | DAIKIN APPLIED EUROPE SPA | 10000102404
5009256 | FAN TYPE TLZ 160 PL WITHOUT FLANGE | 22844 | DAIKIN APPLIED EUROPE SPA | AHFA2A1-TLZ0160PL-1
5009257 | FAN TYPE TLZ 225 PL WITHOUT FLANGE | 22844 | DAIKIN APPLIED EUROPE SPA | AHFA2A1-TLZ0225PL-1
5009258 | CABLE ASSY C1 M/F 8 FANS MNG2C | 22844 | DAIKIN APPLIED EUROPE SPA | C129640518-C1
5009260 | CABLE ASSY 6F M/F C2 | 22844 | DAIKIN APPLIED EUROPE SPA | 129640571-C2
5009261 | HSA205 500v/3/50Hz.R134a 115v. | 22844 | DAIKIN APPLIED EUROPE SPA | M350234050
5009262 | TRANSFORMER 500/460 40000VA | 22844 | DAIKIN APPLIED EUROPE SPA | SP-131045148
5009263 | PANEL SET FOR 1000LT TANK (ivory white) | 22844 | DAIKIN APPLIED EUROPE SPA | 838050015CA7032-PAN
5009264 | EVAPORATOR EV40190777 20MM 115V PED | 22844 | DAIKIN APPLIED EUROPE SPA | 135004168
5009265 | ELBOW CONNECTION 1"npt | 22844 | DAIKIN APPLIED EUROPE SPA | 130855011
5009273 | RUBBER ANTI VIBRATION KIT | 22844 | DAIKIN APPLIED EUROPE SPA | 91190
5009274 | EVAP. VICT. KIT WHB | 22844 | DAIKIN APPLIED EUROPE SPA | 228810130
5009275 | EVAP. VICT. KIT WHB | 22844 | DAIKIN APPLIED EUROPE SPA | 228810132
5009276 | ELECTRIC COIL 35kW-4 step-manual therm. | 22844 | DAIKIN APPLIED EUROPE SPA | AHEC1020X1070
5009277 | TRANSFORMER 1000VA 380-415/230V | 22844 | DAIKIN APPLIED EUROPE SPA | SP-131045149
5009278 | CABLE ASSY HS197 C2 MASC/FEM | 22844 | DAIKIN APPLIED EUROPE SPA | 129640245-RIC2
5009280 | COUNTERPIPE KIT 3" VITC- .xEV | 22844 | DAIKIN APPLIED EUROPE SPA | 131113020
5009281 | FAN TYPE NTHZ 1000 T2L WITH FLANGE | 22844 | DAIKIN APPLIED EUROPE SPA | AHFA2B1NTHZ1000T2L2
5009282 | PULLEY 6SPB236mm | 22844 | DAIKIN APPLIED EUROPE SPA | AHPL236M6SPB3535FIS
5009283 | PULLEY 6SPB200mm | 22844 | DAIKIN APPLIED EUROPE SPA | AHPL200M6SPB3020FIS
5009284 | PCO20001F0 PRELOADED.PC02LON | 22844 | DAIKIN APPLIED EUROPE SPA | 129150171
5009285 | FILTER DRIER 4C.4414/M42AF | 22844 | DAIKIN APPLIED EUROPE SPA | 133304017-CASTEL
5009286 | ANYBUS X SERIAL SERVER MODBUS | 22844 | DAIKIN APPLIED EUROPE SPA | 129150240
5009287 | POWER SUPPLY 1PH 220/24V 2A | 22844 | DAIKIN APPLIED EUROPE SPA | P.PWSUP_M2A
5009288 | AVVIAT BENSHAW M183RB21S343A4C | 22844 | DAIKIN APPLIED EUROPE SPA | 131093053[A]
5009290 | STEP PANEL 42MM 1537 x 787mm | 22844 | DAIKIN APPLIED EUROPE SPA | AHPNL4016-123005001
5009291 | DAMPER H=710-W=850mm-ALUMINIUM | 22844 | DAIKIN APPLIED EUROPE SPA | AHDP0710X0850AET1AL
5009292 | EVAPO. EV27270066/13NSD 20MM 230V PED | 22844 | DAIKIN APPLIED EUROPE SPA | 135004170
5009294 | EVAPORATOR EV50270999/5 20MM 115V PED | 22844 | DAIKIN APPLIED EUROPE SPA | 135004171
5009357 | AUX CABLES.c1-2 ALS-F M/F | 22844 | DAIKIN APPLIED EUROPE SPA | 135008304-MF
5009358 | CAP. CONTROL CYLINDER HS3100 | 22844 | DAIKIN APPLIED EUROPE SPA | M330879201
5009359 | CONDENSER HEAD CB273 1P | 22844 | DAIKIN APPLIED EUROPE SPA | BE44042711-401462
5009360 | CHILLER LIFTING LUGS KIT | 22844 | DAIKIN APPLIED EUROPE SPA | 888101069
5009361 | PUMP ASSY (L)BP(bord)20 EV.27 | 22844 | DAIKIN APPLIED EUROPE SPA | 229825616-RIC
5009362 | PUMP ASSY (L)BP(bordo)20 Ev.3227 | 22844 | DAIKIN APPLIED EUROPE SPA | 229825647[A]-RIC
5009363 | THERMAL OVERLOAD 7-10A | 22844 | DAIKIN APPLIED EUROPE SPA | SP-132015166
5009364 | OIL PUMP ASSY MQCS 600 | 22844 | DAIKIN APPLIED EUROPE SPA | 132013008-A
5009365 | EVAPORATOR EV27270077/11N2 10MM 115V | 22844 | DAIKIN APPLIED EUROPE SPA | 135004172
5009366 | FLAT CABLE | 22844 | DAIKIN APPLIED EUROPE SPA | 129100015
5009367 | CABLE ASSY MNG3200 MASC/FEM C1 | 22844 | DAIKIN APPLIED EUROPE SPA | 129640572-MF1
5009368 | SAFETY VALVE 1'NPT 3030-88C 12,4bar/CE | 22844 | DAIKIN APPLIED EUROPE SPA | 131038299
5009371 | TRANSFORMER TAI500 1000/5° | 22844 | DAIKIN APPLIED EUROPE SPA | SP-131095068
5009373 | CONTROL CABLE ASSY ECON.COMP. C2 | 22844 | DAIKIN APPLIED EUROPE SPA | 10000109602-M2
5009375 | CONDENSER COIL(AL)LEFT 4500+1x3x14 50HOL | 22844 | DAIKIN APPLIED EUROPE SPA | 10000103097[C]
5009376 | ENERGY METER KIT MNG HPI | 22844 | DAIKIN APPLIED EUROPE SPA | 129623100-RIC
5009377 | ENERGY METER KIT MNG EVO | 22844 | DAIKIN APPLIED EUROPE SPA | 129623099-RIC
5009379 | CONTROL DOOR WITH SUN SHIELD | 22844 | DAIKIN APPLIED EUROPE SPA | 10000100164S-RIC
5009380 | SUN SHIELD TOP SIDE | 22844 | DAIKIN APPLIED EUROPE SPA | 135099291A
5009381 | CONTROL BOX WRAP | 22844 | DAIKIN APPLIED EUROPE SPA | 10000100014[B]
5009382 | SIDE WRAP | 22844 | DAIKIN APPLIED EUROPE SPA | 10000100015
5009383 | CONDENSER COIL(AL) LEFT 5400x3x14 50HOL | 22844 | DAIKIN APPLIED EUROPE SPA | 10000103105[B]
5009384 | BOX ELECTRICAL PANEL (empty) 2C | 22844 | DAIKIN APPLIED EUROPE SPA | 10000109022HA-RIC
5009385 | COMPR.HSA203 3.0VR-400V R134a 230V OVHLD | 22844 | DAIKIN APPLIED EUROPE SPA | RTM330872011A
5009386 | DISCHARGE LN-XN LINE 1 FR3B | 22844 | DAIKIN APPLIED EUROPE SPA | 10000104202[A]
5009387 | DISCHARGE LN-XN LINE 2 FR4A | 22844 | DAIKIN APPLIED EUROPE SPA | 10000104144[C]
5009448 | ELECTR.THERMOSTAT S90OEM40HT | 22844 | DAIKIN APPLIED EUROPE SPA | 131080060
5009449 | FILTRO ARM.SIEMENS (250:315Kw) | 22844 | DAIKIN APPLIED EUROPE SPA | 6SL3000-OJE36-1AA0
5009450 | FLEX DISCH 1 ALR135:171.2WE/XN | 22844 | DAIKIN APPLIED EUROPE SPA | 214310055-RIC
5009451 | COMP.HS-3120 3VR 43Kw 400V.Aux230V OVHLD | 22844 | DAIKIN APPLIED EUROPE SPA | RTP331315013
5009452 | CONDENSOR COIL CB2715080/2PNS CUNI 90/10 | 22844 | DAIKIN APPLIED EUROPE SPA | 135005643
5009453 | KIT CABLE/CONNECTOR MF2 | 22844 | DAIKIN APPLIED EUROPE SPA | 129640572-MF2
5009454 | POWER CABLE F4AL C1 AWS.2 | 22844 | DAIKIN APPLIED EUROPE SPA | 10000109695[A]
5009455 | POWER CABLE F4AL C2 AWS.2 | 22844 | DAIKIN APPLIED EUROPE SPA | 10000109696[A]
5009456 | CABLE x C1 FR4223-4224 WHS-E.2 | 22844 | DAIKIN APPLIED EUROPE SPA | 135017039
5009457 | CABLE x C2 FR4223-4224 WHS-E.2 | 22844 | DAIKIN APPLIED EUROPE SPA | 135017043
5009458 | FAN THLZ 280 FF R | 22844 | DAIKIN APPLIED EUROPE SPA | AHFA2B1THLZ0280FR-1
5009459 | EVAPORATOR EV32110099 110V 20MM PED | 22844 | DAIKIN APPLIED EUROPE SPA | 134014167
5009460 | GASKET | 22844 | DAIKIN APPLIED EUROPE SPA | 070199019F
5009535 | DISCHARGE PIPE ASSY | 22844 | DAIKIN APPLIED EUROPE SPA | 115005284[A]
5009537 | DAMPER H=510 W=1300 ALUMINIUM | 22844 | DAIKIN APPLIED EUROPE SPA | AHDP0510X1300AET1AL
5009538 | DAMPER H=510 W=1300-GALVANIZED | 22844 | DAIKIN APPLIED EUROPE SPA | AHDP0510X1300AEH1LZ
5009539 | EVAPORATOR EV40211212/5 20MM 115V PED | 22844 | DAIKIN APPLIED EUROPE SPA | 135004173
5009540 | FAN THLZ 250 R WITHOUT FLANGE | 22844 | DAIKIN APPLIED EUROPE SPA | AHFA2B1THLZ0250-R-1
5009542 | COMPR.HS3118 2VR.60Kw.400v.VFD/A230v | 22844 | DAIKIN APPLIED EUROPE SPA | V331315004
5009543 | COMPR.HS3120 2VR.60Kw.400v.VFD/A230v | 22844 | DAIKIN APPLIED EUROPE SPA | V331315005
5009546 | CONDENSER COIL (AC) SX 4500x3x14 (D) | 22844 | DAIKIN APPLIED EUROPE SPA | 235003118
5009547 | CONDENSER COIL (AC) DX 4500x3x14 (D) | 22844 | DAIKIN APPLIED EUROPE SPA | 235003122
5009548 | BOARD CONNECTOR LARGE GOLD | 22844 | DAIKIN APPLIED EUROPE SPA | 10000110091
5009549 | FLOW SWITCH 350L/MIN VKS05M1DEBEL24-RED | 22844 | DAIKIN APPLIED EUROPE SPA | DK4SW01962-3G
5009551 | FAN TLZ 160 R | 22844 | DAIKIN APPLIED EUROPE SPA | AHFA2A1-TLZ0160-R-1
5009552 | FAN TLZ 180 R | 22844 | DAIKIN APPLIED EUROPE SPA | AHFA2A1-TLZ0180-R-1
5009553 | FAN NTHZ 315 TI | 22844 | DAIKIN APPLIED EUROPE SPA | AHFA2B1NTHZ0315T1-1
5009554 | FAN NTHZ 450 TI | 22844 | DAIKIN APPLIED EUROPE SPA | AHFA2B1NTHZ0450T1-1
5009555 | FAN NTHZ 500 R | 22844 | DAIKIN APPLIED EUROPE SPA | AHFA2B1NTHZ0500-R-2
5009556 | FAN NTHZ 500 T2 | 22844 | DAIKIN APPLIED EUROPE SPA | AHFA2B1NTHZ0500T2-2
5009557 | FAN NTHZ 560 R | 22844 | DAIKIN APPLIED EUROPE SPA | AHFA2B1NTHZ0560-R-2
5009558 | FAN NTHZ 560 T1 | 22844 | DAIKIN APPLIED EUROPE SPA | AHFA2B1NTHZ0560T1-2
5009559 | FAN NTHZ 630 R | 22844 | DAIKIN APPLIED EUROPE SPA | AHFA2B1NTHZ0630-R-2
5009560 | FAN NTHZ 630 TI | 22844 | DAIKIN APPLIED EUROPE SPA | AHFA2B1NTHZ0630T1-2
5009561 | FAN NTHZ 710 R | 22844 | DAIKIN APPLIED EUROPE SPA | AHFA2B1NTHZ0710-R-2
5009562 | FAN NTHZ 710 T1 | 22844 | DAIKIN APPLIED EUROPE SPA | AHFA2B1NTHZ0710T1-2
5009563 | FAN NTHZ 800 TI | 22844 | DAIKIN APPLIED EUROPE SPA | AHFA2B1NTHZ0800T1-2
5009564 | FAN NTHZ 800 T2L | 22844 | DAIKIN APPLIED EUROPE SPA | AHFA2B1NTHZ0800T2L2
5009565 | FAN NTHZ 900 T1 | 22844 | DAIKIN APPLIED EUROPE SPA | AHFA2B1NTHZ0900T1-2
5009566 | FAN THLZ 280 R | 22844 | DAIKIN APPLIED EUROPE SPA | AHFA2B1THLZ0280-R-1
5009567 | FAN THLZ 315 R | 22844 | DAIKIN APPLIED EUROPE SPA | AHFA2B1THLZ0315-R-1
5009568 | FAN THLZ 355 R | 22844 | DAIKIN APPLIED EUROPE SPA | AHFA2B1THLZ0355-R-1
5009569 | FAN THLZ 400 R | 22844 | DAIKIN APPLIED EUROPE SPA | AHFA2B1THLZ0400-R-1
5009570 | FAN THLZ 450 FF R | 22844 | DAIKIN APPLIED EUROPE SPA | AHFA2B1THLZ0450FR-1
5009571 | FAN THLZ 450 R | 22844 | DAIKIN APPLIED EUROPE SPA | AHFA2B1THLZ0450-R-1
5009572 | FAN NPL 710 S.4 CL1 | 22844 | DAIKIN APPLIED EUROPE SPA | AHFP1P1N0710S41110D
5009573 | FAN NPL 800 S.4 CL1 | 22844 | DAIKIN APPLIED EUROPE SPA | AHFP1P1N0800S41150D
5009574 | FAN MOTOR 2,2KW-1420RPM | 22844 | DAIKIN APPLIED EUROPE SPA | AHMT00220F100LA4PN1
5009575 | FAN MOTOR 3KW-1420RPM | 22844 | DAIKIN APPLIED EUROPE SPA | AHMT00300F100LB4PN1
5009576 | FAN MOTOR 4KW-1440RPM | 22844 | DAIKIN APPLIED EUROPE SPA | AHMT00400F0112M4PN1
5009577 | FAN MOTOR 5,5KW-1455RPM | 22844 | DAIKIN APPLIED EUROPE SPA | AHMT00550F0132S4PN1
5009578 | FAN MOTOR 7,5KW-1455RPM | 22844 | DAIKIN APPLIED EUROPE SPA | AHMT00750F0132M4PN1
5009579 | FAN MOTOR 11KW-1460RPM | 22844 | DAIKIN APPLIED EUROPE SPA | AHMT01100F0160M4PN1
5009580 | FAN MOTOR 18,5KW-1460RPM | 22844 | DAIKIN APPLIED EUROPE SPA | AHMT01850F0180M4PN1
5009581 | FAN MOTOR 37KW-1480RPM | 22844 | DAIKIN APPLIED EUROPE SPA | AHMT03700F0225S4PN1
5009582 | EVAPORATOR EV40270088/17NS 20MM 230V PED | 22844 | DAIKIN APPLIED EUROPE SPA | 135004176
5009583 | EVAPORATOR EV40270099/9N2 20MM 115V PED | 22844 | DAIKIN APPLIED EUROPE SPA | 135004177
5009584 | EVAPORATOR EV27270077/7 10MM 230V PED | 22844 | DAIKIN APPLIED EUROPE SPA | 135004175
5009588 | EVAPORATOR GUARDS NEW 12GRIG 10F/MNG | 22844 | DAIKIN APPLIED EUROPE SPA | 229825105-SP
5009589 | CONDENSER COIL DX AC1800X4X12 | 22844 | DAIKIN APPLIED EUROPE SPA | 135003254-VERT
5009590 | CONDENSER COIL SX AC1800X4X12 | 22844 | DAIKIN APPLIED EUROPE SPA | 135003250-INCL
5009591 | CONDENSER COIL DX AC1800X4X12 | 22844 | DAIKIN APPLIED EUROPE SPA | 135003254-INCL
5009592 | CONDENSER COIL SX AC1800X4X12 | 22844 | DAIKIN APPLIED EUROPE SPA | 135003250-VERT
5009593 | COMPRESSOR FR3AL 3.0VR 82kW 400V/50Hz115 | 22844 | DAIKIN APPLIED EUROPE SPA | M350999961NE
5009594 | UPPER SIDE PANEL | 22844 | DAIKIN APPLIED EUROPE SPA | 804040407X
5009595 | UPPER FRONT PANEL | 22844 | DAIKIN APPLIED EUROPE SPA | 804040387X
5009595 | UPPER FRONT PANEL | 22844 | DAIKIN APPLIED EUROPE SPA | 804040387X
5009596 | TOP PANEL | 22844 | DAIKIN APPLIED EUROPE SPA | 804040406X
5009597 | SWITCH BOX CASING | 22844 | DAIKIN APPLIED EUROPE SPA | 10ELA0010001[A]-VUOT
5009598 | COND. VICTAULIC KIT 2-1/2" | 22844 | DAIKIN APPLIED EUROPE SPA | VICKIT07
5009600 | BEARING OIL SUPPLY TUBE KIT | 22844 | DAIKIN APPLIED EUROPE SPA | 95822-411
5009601 | CAPACITY IND.PROT.COVER | 22844 | DAIKIN APPLIED EUROPE SPA | 119403516
5009606 | ROTOR SHAFT ASSY-HSS4222-145KW | 22844 | DAIKIN APPLIED EUROPE SPA | M350234602
5009607 | ROTOR SHAFT ASSY-HSS4223-145KW | 22844 | DAIKIN APPLIED EUROPE SPA | M350234601
5009608 | EVAPORATOR E2209-138 PED STD | 22844 | DAIKIN APPLIED EUROPE SPA | E2209-138
5009609 | CONDENSER 3009-D1 PED-CUNI-WSC079 | 22844 | DAIKIN APPLIED EUROPE SPA | C3009-D1
5009610 | CONDENSER CB2731038 CUNI 10MM PED | 22844 | DAIKIN APPLIED EUROPE SPA | 133365527
5009706 | EVAPORATOR GUARD BASE KIT GRID 14F | 22844 | DAIKIN APPLIED EUROPE SPA | 10000102476
5009707 | EVAPORATOR EV32270099/7NS 230V 20MM PED | 22844 | DAIKIN APPLIED EUROPE SPA | 135004178
5009709 | EVAPORATOR EV32210088/9NS 230V 20MM PED | 22844 | DAIKIN APPLIED EUROPE SPA | 135004179
5009710 | MOTOR 7,5 kW - 2 pole - Eff. IE2 | 22844 | DAIKIN APPLIED EUROPE SPA | AHMT00750D132SB2PN1
5009711 | PUMP TYPE MUH-504-T 400/3/50 | 22844 | DAIKIN APPLIED EUROPE SPA | AHPM400-3-50MUH504T
5009712 | DSR DIGITAL INVERTER BLU 7.5kW | 22844 | DAIKIN APPLIED EUROPE SPA | AHINVERTER00750KW1S
5009714 | CONDENSER COIL AC 3600x4x12 VER | 22844 | DAIKIN APPLIED EUROPE SPA | 135003559-VERT
5009715 | CONDENSER COIL AC 3600x4x12 INC | 22844 | DAIKIN APPLIED EUROPE SPA | 135003563-INCL
5009716 | CONDENSER COIL AC 3600x4x12 INC | 22844 | DAIKIN APPLIED EUROPE SPA | 135003559-INCL
5009717 | CONDENSER COIL AC 3600x4x12 VER | 22844 | DAIKIN APPLIED EUROPE SPA | 135003563-VERT
5009718 | INTERMEDIATE AULUMINIUM FLAT ROOF | 22844 | DAIKIN APPLIED EUROPE SPA | AHRO-123067001COP05
5009719 | MODIFICATION KIT EWWQ800B OV11-07863 | 22844 | DAIKIN APPLIED EUROPE SPA | 135016330-RIC
5009725 | CONDENSER COIL SX 2700x2x16(AC)B-D+3200A | 22844 | DAIKIN APPLIED EUROPE SPA | 235003042
5009726 | CONDENSER COIL DX 2700x2x16(AC)B-D+3200A | 22844 | DAIKIN APPLIED EUROPE SPA | 235003046
5009727 | CABLE ASSY EP-1/CP-1/OP-1 | 22844 | DAIKIN APPLIED EUROPE SPA | 129640747-TRANS-C1
5009728 | WATER GAUGE KIT PRESS 6 BAR | 22844 | DAIKIN APPLIED EUROPE SPA | 30922740D
5009729 | ANAL.THERMOMETER WIKA -20~60C° WITH BULB | 22844 | DAIKIN APPLIED EUROPE SPA | 131080030
5009731 | SALMSON PUMP DIL210-16/18,5 | 22844 | DAIKIN APPLIED EUROPE SPA | 10000107168
5009732 | ACTUATOR ONE CONTACT 3SB3400-0B | 22844 | DAIKIN APPLIED EUROPE SPA | SP-132015167
5009733 | FUSE BASE SCREW M8 160A 00 | 22844 | DAIKIN APPLIED EUROPE SPA | SP-131028088
5009738 | ELECTRIC HEATER 1860X3100 34 kW - 1 step | 22844 | DAIKIN APPLIED EUROPE SPA | AHEC1860X3100H341
5009739 | LOW NOISE CABINET INS.MPW.2/ALS.2 (F) cn | 22844 | DAIKIN APPLIED EUROPE SPA | 64064
5009741 | PRE-ASSEMBLED COND.COIL ASSY 104(AC)144÷ | 22844 | DAIKIN APPLIED EUROPE SPA | 239555065-RIC
5009742 | HEAT RECOVERY KIT AWS2(3BS+3BL/3ALINV+3B | 22844 | DAIKIN APPLIED EUROPE SPA | 54518-RIC
5009746 | SUCTION CONNECTION GASKET | 22844 | DAIKIN APPLIED EUROPE SPA | 332115901
5009768 | EVAPORATOR EV40211212/5 10MM 115V PED | 22844 | DAIKIN APPLIED EUROPE SPA | 135004180
5009769 | COMPR.SOUND PROOF CABINET | 22844 | DAIKIN APPLIED EUROPE SPA | 239555202[B]
5009770 | HIGH PRESS SW. PS3-B6S 21,5bar PCN071558 | 22844 | DAIKIN APPLIED EUROPE SPA | 133010170
5009771 | HIGH PRESS SW. PS3-B6S 21bar PCN0715588 | 22844 | DAIKIN APPLIED EUROPE SPA | 133010180
5009774 | V.ESP.ETS-250 42x42 034G2018 | 22844 | DAIKIN APPLIED EUROPE SPA | 131009224[A]
5009844 | SUPPORT BEAM | 22844 | DAIKIN APPLIED EUROPE SPA | 119404902
5009852 | COMPR.SOL.VALV.KIT 120V-PCN801197+801063 | 22844 | DAIKIN APPLIED EUROPE SPA | 131010056
5009853 | CONDENSER C3012-584 PED | 22844 | DAIKIN APPLIED EUROPE SPA | C3012-584
5009854 | EVAPORATOR E3612-488 PED | 22844 | DAIKIN APPLIED EUROPE SPA | E3612-488
5009855 | EXP.VALVE CABLE ASSY M60 | 22844 | DAIKIN APPLIED EUROPE SPA | 804652
5009859 | BOX INVERTER DUAL | 22844 | DAIKIN APPLIED EUROPE SPA | 139699104
5009863 | BELT TYPE SPA - LENGTH 2432mm | 22844 | DAIKIN APPLIED EUROPE SPA | AHCN2432M00SPAA2432
5009864 | BELT TYPE SPA - LENGTH 2580mm | 22844 | DAIKIN APPLIED EUROPE SPA | AHCN2580M00SPAA2580
5009872 | COIL GUARD KIT - OPCG | 22844 | DAIKIN APPLIED EUROPE SPA | 10000102402-RIC
5009873 | PHE ISOL.19xEvSWEP V80H-58 220v+BT | 22844 | DAIKIN APPLIED EUROPE SPA | 137013015
5009892 | EVAPORATOR ISOL.Sp20xEvS500TM-124/MNG102 | 22844 | DAIKIN APPLIED EUROPE SPA | 137013064
5009893 | GASKET DE.185 X FLANGE DN65 | 22844 | DAIKIN APPLIED EUROPE SPA | 132021020
5009895 | EVAPORATOR EV27270066/13NS 20MM 230V PED | 22844 | DAIKIN APPLIED EUROPE SPA | 135004181
5009899 | FAN ON/OFF BOARD CONVONOFFO | 22844 | DAIKIN APPLIED EUROPE SPA | 129150013
5009900 | KIT FLEXIBAR 2x (50X1X5) 1250A | 22844 | DAIKIN APPLIED EUROPE SPA | COKIT1250WHS3
5009901 | TERMINAL JUNCTION JM54 50x70 | 22844 | DAIKIN APPLIED EUROPE SPA | COJM54
5009902 | AUX CABLE10F.osVT+VE1s/MNG3200 | 22844 | DAIKIN APPLIED EUROPE SPA | 129640573-MF1
5009903 | FLAT ROOF ALUMINIUM DIM. 3387 X 1197 MM | 22844 | DAIKIN APPLIED EUROPE SPA | AHFR-ROOF-124016001
5009904 | DOOR PANEL DIM. 1135H X 665 | 22844 | DAIKIN APPLIED EUROPE SPA | AHPNL4203-124016001
5009905 | DOOR PANEL DIM. 1135H X 715 | 22844 | DAIKIN APPLIED EUROPE SPA | AHPNL4202-124016001
5009906 | HANDLE 25 - MCQUAY.020 WITH LOCK | 22844 | DAIKIN APPLIED EUROPE SPA | AHMG25A2NMFG140-023
5009908 | TERMINAL BLOCK 3RT1955-4G | 22844 | DAIKIN APPLIED EUROPE SPA | 3RT1955-4G
5009910 | CABLE KIT C1&C2 50MMQ FG7 | 22844 | DAIKIN APPLIED EUROPE SPA | 888101072
5009913 | ELECTRIC HEATER 2100X2700 36 kW 1 step | 22844 | DAIKIN APPLIED EUROPE SPA | AHEC2100X2700H361
5009914 | FAN TYPE THLZ 180 R - RD90 WITHOUT FL. | 22844 | DAIKIN APPLIED EUROPE SPA | AHFA003THLZ0180-R21
5009944 | OIL SEP HEATER + POCKET 140W | 22844 | DAIKIN APPLIED EUROPE SPA | M2707010
5009945 | PUMP UPGRADE KIT 15-30KW | 22844 | DAIKIN APPLIED EUROPE SPA | 888101071
5009947 | ANTI-FREEZE THERMOSTAT TF30R MAN.RESET | 22844 | DAIKIN APPLIED EUROPE SPA | AHTA1IP543MDBTF-5PR
5009951 | ELECTRIC HEATER 1800x2740mm 32KW 1 STEP | 22844 | DAIKIN APPLIED EUROPE SPA | AHEC1800X2740H321
5009952 | ELECTRIC HEATER 2100x2700mm 31KW 1 STEP | 22844 | DAIKIN APPLIED EUROPE SPA | AHEC2100X2700H311
5009953 | ELECTRIC HEATER 1900x2740mm 35KW 1 STEP | 22844 | DAIKIN APPLIED EUROPE SPA | AHEC1900X2740H351
5009954 | ELECTRIC HEATER 1620x1940mm 18KW 1 STEP | 22844 | DAIKIN APPLIED EUROPE SPA | AHEC1620X1940H181
5009955 | EXP.V. ETS-250 1-5/8" x 1-5/8" 034G2602 | 22844 | DAIKIN APPLIED EUROPE SPA | 10000107041[A]
5009958 | CONDENSER CB2731022/1P 10MM PED | 22844 | DAIKIN APPLIED EUROPE SPA | 133365528
5009959 | CONDENSER CB2731026/1P 10MM PED | 22844 | DAIKIN APPLIED EUROPE SPA | 133365529
5009970 | VALVE 1" CASTEL 3033/88 | 22844 | DAIKIN APPLIED EUROPE SPA | 130853099
5010087 | FUSE BASE E27 25A 500V/31908 | 22844 | DAIKIN APPLIED EUROPE SPA | SP-131027032
5010093 | DISCHARGE VALVE SEAT | 22844 | DAIKIN APPLIED EUROPE SPA | 132010020-RIC
5010096 | KEY FOR HANDLE TYPE MFG140/026 | 22844 | DAIKIN APPLIED EUROPE SPA | AHKH-KEYHANDLE-0026
5010097 | PHE ISOL.19xEvSWEP V80-90M/220v+BT | 22844 | DAIKIN APPLIED EUROPE SPA | 137013014
5010113 | TRANSF.1200/5 TASI 50D120 IME | 22844 | DAIKIN APPLIED EUROPE SPA | SP-131095069
5010114 | FAN SUPPORT PLATE | 22844 | DAIKIN APPLIED EUROPE SPA | 119405259[A]
5010115 | COIL GUARD KIT - OPCG | 22844 | DAIKIN APPLIED EUROPE SPA | 10000102411
5010116 | LIQUID RECEIVER 24LT.PED(MHR-P) | 22844 | DAIKIN APPLIED EUROPE SPA | 132016020
5010119 | COUNTER PIPE 3"VITC- SALD.xEV | 22844 | DAIKIN APPLIED EUROPE SPA | 131113020[A]
5010135 | TEMP.SENSOR POCKET 1/4NPT d=6,5 | 22844 | DAIKIN APPLIED EUROPE SPA | 10000107206
5010136 | TEMP.SENSOR POCKET 1/4NPT d=4,0 | 22844 | DAIKIN APPLIED EUROPE SPA | 131074013
5010137 | NTC TEMP.SENSOR d=4,0 10M | 22844 | DAIKIN APPLIED EUROPE SPA | 10000109663
5010138 | WIRE CLAMP PG 7mm | 22844 | DAIKIN APPLIED EUROPE SPA | 888101073
5010139 | PR.TRANSD. P499-RCP-401C 1÷8.0-Johns.C. | 22844 | DAIKIN APPLIED EUROPE SPA | 129150247
5010140 | COND.COIL (AL) SX 9000x3x14 44F | 22844 | DAIKIN APPLIED EUROPE SPA | 135003201
5010141 | COND.COIL (AL) DX 9000x3x14 44F | 22844 | DAIKIN APPLIED EUROPE SPA | 135003205
5010142 | ELECTRIC HEATER 1920 X 2740 35 KW | 22844 | DAIKIN APPLIED EUROPE SPA | AHEC1920X2740H351
5010144 | EVAPORATOR EV40271111/9 20MM 115V PED | 22844 | DAIKIN APPLIED EUROPE SPA | 135004184
5010145 | FAN WOODS 80AC/4/6/20 250Pa F4-2G | 22844 | DAIKIN APPLIED EUROPE SPA | 139410191-RIC
5010146 | FLOW SWITCH 390l/min VKS05M1DEBEL25-blac | 22844 | DAIKIN APPLIED EUROPE SPA | DK4SW01962-4G
5010149 | FAN ASSY 6P 1,2KW 50HZ 400V | 22844 | DAIKIN APPLIED EUROPE SPA | 10000102461[C]
5010150 | FAN ASSY 0,75KW 50HZ 400V | 22844 | DAIKIN APPLIED EUROPE SPA | 10000102462[C]
5010151 | CONDENSER COIL(CU) SX 4500x3x14 44F 5+1 | 22844 | DAIKIN APPLIED EUROPE SPA | 135003327
5010152 | CONDENSER COIL(CU) DX 4500x3x14 44F 5+1 | 22844 | DAIKIN APPLIED EUROPE SPA | 135003331
5010153 | CONDENSER COIL(CU) SX 5400x3x14 44F | 22844 | DAIKIN APPLIED EUROPE SPA | 135003335
5010154 | CONDENSER COIL(CU) DX 5400x3x14 44F | 22844 | DAIKIN APPLIED EUROPE SPA | 135003339
5010155 | CONDENSER COIL(CS) SX 4500x3x14 44F 5+1 | 22844 | DAIKIN APPLIED EUROPE SPA | 135003328
5010156 | CONDENSER COIL(CS) DX 4500x3x14 44F 5+1 | 22844 | DAIKIN APPLIED EUROPE SPA | 135003332
5010157 | CONDENSER COIL(CS) SX 5400x3x14 44F | 22844 | DAIKIN APPLIED EUROPE SPA | 135003336
5010158 | CONDENSER COIL(CS) DX 5400x3x14 44F | 22844 | DAIKIN APPLIED EUROPE SPA | 135003340
5010159 | FITTING | 22844 | DAIKIN APPLIED EUROPE SPA | E0440016
5010160 | NUT | 22844 | DAIKIN APPLIED EUROPE SPA | E0440017
5010161 | BUSH | 22844 | DAIKIN APPLIED EUROPE SPA | E0440018
5010162 | CONDENSER COIL 3R-AL 14FPI L=2250 SX | 22844 | DAIKIN APPLIED EUROPE SPA | 137013561
5010163 | CONDENSER COIL 3R-AL 14FPI L=2250 DX | 22844 | DAIKIN APPLIED EUROPE SPA | 137013565
5010204 | DISCHARGE FLEXIBILE PIPE 3" | 22844 | DAIKIN APPLIED EUROPE SPA | 10000107171
5010215 | COMPR.HSW-3220 2.2VR 138kW-R410-115V | 22844 | DAIKIN APPLIED EUROPE SPA | M350999898
5010216 | CONTROLLER PCO3000EM0 PGD1 pCO3 MEDIUM | 22844 | DAIKIN APPLIED EUROPE SPA | 129150256
5010220 | FAN ASS'Y TFE800-95 2 SPEED(B+E) YDK1500 | 22844 | DAIKIN APPLIED EUROPE SPA | 139410316-RIC
5010222 | EVAPORATOR E3009-300(BE)STD'PED'PFS-29 | 22844 | DAIKIN APPLIED EUROPE SPA | 133261028-RIC
5010225 | MOTOR 2,2 kW–4P–IE2–3ph–400V(Brand Seipe | 22844 | DAIKIN APPLIED EUROPE SPA | AHMT00220F100LA4PN1
5010227 | FAN ASSY YDK1200-6Ad/MCDK800-6P 1,2KW | 22844 | DAIKIN APPLIED EUROPE SPA | 10000102461[C]-RIC
5010228 | FAN ASSY YDK750-8Bd/MCDK800-8P 0,75KW | 22844 | DAIKIN APPLIED EUROPE SPA | 10000102462[C]-RIC
5010229 | FAN ASSY 400V O800 FT0Z710B-6.6 50HZ | 22844 | DAIKIN APPLIED EUROPE SPA | 139410319-RIC
5010230 | CM00005805 MCS-II SEQUENCER | 22844 | DAIKIN APPLIED EUROPE SPA | 129150136-NEW
5010231 | DISCHARGE FLEXIBILE PIPE 3" | 22844 | DAIKIN APPLIED EUROPE SPA | 10000107171[A]
5010237 | HIGH PR. SW. PS3-B6S/40,5-RMOS | 22844 | DAIKIN APPLIED EUROPE SPA | 133010172
5010238 | FLOW SWITCH SIKA 2012 VHS06M2P17PH21 | 22844 | DAIKIN APPLIED EUROPE SPA | 41000107020
5010242 | ECONOM.PLUG 1-1/16 3200 TOP-LI | 22844 | DAIKIN APPLIED EUROPE SPA | M331320501
5010243 | LOW NOISE BACK PANEL WHB034:040 | 22844 | DAIKIN APPLIED EUROPE SPA | 139420319[A]
5010244 | LOW NOISE END DOWN BRACKET | 22844 | DAIKIN APPLIED EUROPE SPA | 119405823
5010250 | ALUMINIUM ROOF TOP FOR AHU 121027001 | 22844 | DAIKIN APPLIED EUROPE SPA | AHLMAL121027001
5010251 | EVAPORATOR EV40270099/9N2 20MM 115V PED | 22844 | DAIKIN APPLIED EUROPE SPA | 135004185
5010252 | CABLE ASSY CONTROL MALE FEM C1 | 22844 | DAIKIN APPLIED EUROPE SPA | 129640583-MF1
5010253 | EVAPORATOR EV40271111/7 10MM 115V PED | 22844 | DAIKIN APPLIED EUROPE SPA | 135005375
5010254 | EVAPORATOR EV35191111M 20MM 115V PED | 22844 | DAIKIN APPLIED EUROPE SPA | 135005376-SP
5010255 | LOW NOISE VERT.RAIL INSUL.PANEL WHB | 22844 | DAIKIN APPLIED EUROPE SPA | 119405797[A]
5010256 | PULLEY 2SPA125mm | 22844 | DAIKIN APPLIED EUROPE SPA | AHPL125M2SPA1610FIS
5010262 | ELECTRIC HEATER 1860x3100 34 kW – 1 step | 22844 | DAIKIN APPLIED EUROPE SPA | AHEC1860X3100H341
5010263 | EVAPORATOR E3009-300(BE)STD'PED'PFS-29 | 22844 | DAIKIN APPLIED EUROPE SPA | 233261028-RIC
5010264 | RETROFIT KIT FOR 3100 COMPRESSOR | 22844 | DAIKIN APPLIED EUROPE SPA | 888001029
5010265 | OIL SEP OUTLET FLANGE GASKET | 22844 | DAIKIN APPLIED EUROPE SPA | 130609270
5010267 | CONDENSER COIL (AL) SX 4500x3x16 44F | 22844 | DAIKIN APPLIED EUROPE SPA | 41000103104
5010270 | NON RETURN VALVE | 22844 | DAIKIN APPLIED EUROPE SPA | 95814-210
5010271 | LIQUID INJECTION FITTING 7/8" -1"1/4 | 22844 | DAIKIN APPLIED EUROPE SPA | 10000105095
5010272 | WATER FILTER 3" | 22844 | DAIKIN APPLIED EUROPE SPA | DK4SW01328-3
5010273 | HEATING COIL Cu/Al-P3012–2R–40T–1700A–20 | 22844 | DAIKIN APPLIED EUROPE SPA | AHCOI0102123023002
5010274 | FILTROxACQUA A"Y"IN GHISA DN80 | 22844 | DAIKIN APPLIED EUROPE SPA | D71117616-DN80
5010275 | ANTIV.MOUNTING MEIHUAN MHD-1200 | 22844 | DAIKIN APPLIED EUROPE SPA | 133206131
5010276 | SPRING ISOLATOR AVM MEIHUAN MHD1650 | 22844 | DAIKIN APPLIED EUROPE SPA | 133206133
5010277 | SPRING ISOLATOR AVM MEIHUAN MHD1050 | 22844 | DAIKIN APPLIED EUROPE SPA | 133206130
5010278 | DISPL.LCD RETR.4X20/PGD0000I00 | 22844 | DAIKIN APPLIED EUROPE SPA | 129150251
5010328 | 3-WAY VALVE MISC.A GLOBO 3V.3FGB150 | 22844 | DAIKIN APPLIED EUROPE SPA | 130857007
5010329 | ACTUATOR SERVCOMDO A GLOBO MVH56F | 22844 | DAIKIN APPLIED EUROPE SPA | 130857002
5010330 | COUPLING -VALVE-SERVCOM.MVHAV | 22844 | DAIKIN APPLIED EUROPE SPA | 130857003
5010331 | SCROLL COMPR.ZP295KCE-TWD-522-COPELAND | 22844 | DAIKIN APPLIED EUROPE SPA | 41000107003
5010332 | SAF.VALVE 3030/66C 45bar 3/4"NPT | 22844 | DAIKIN APPLIED EUROPE SPA | 131038302
5010333 | CRANKC.HEATER 140W-120V ZP295-385-485 | 22844 | DAIKIN APPLIED EUROPE SPA | 41000107009
5010334 | COMPR. HSW205 2.2VR 400/50 R134a 115V | 22844 | DAIKIN APPLIED EUROPE SPA | M350234058
5010335 | SCROLL COMPR.ZP385KCE-TWD-522-COPELAND | 22844 | DAIKIN APPLIED EUROPE SPA | 41000107004
5010336 | EVAPORATOR EV5519101010/5 10MM 115V PED | 22844 | DAIKIN APPLIED EUROPE SPA | 135005377
5010337 | CONDENSER CB2731062/1P 20MM PED | 22844 | DAIKIN APPLIED EUROPE SPA | 133073810
5010338 | TA4 CURRENT TRANSFORMER TASI50C400 | 22844 | DAIKIN APPLIED EUROPE SPA | SP-132015171
5010339 | O-RING | 22844 | DAIKIN APPLIED EUROPE SPA | 070194971
5010340 | ECONOMISER BLANK PLUG FR3B | 22844 | DAIKIN APPLIED EUROPE SPA | 332124001
5010341 | DEFROST HEATER 20x90 110V | 22844 | DAIKIN APPLIED EUROPE SPA | E44191111
5010342 | ANTI-FREEZE THERMOSTAT TF30R | 22844 | DAIKIN APPLIED EUROPE SPA | AHTA1IP543MDBTF-5PR
5010343 | FAN DOOR COMPLETE 595X655 | 22844 | DAIKIN APPLIED EUROPE SPA | AHPNL4201-125047001
5010344 | AUX CABLE EP-1 ONLY W/ CON "2" | 22844 | DAIKIN APPLIED EUROPE SPA | 135017101[A]-EP1
5010345 | FUSE DIII E33 35A | 22844 | DAIKIN APPLIED EUROPE SPA | 131029001
5010346 | DUAL SHUT-OFF 3032-66 3/4" NPT | 22844 | DAIKIN APPLIED EUROPE SPA | 130853009
5010349 | CONDENSER COIL AC-4R-SX/R55-60-100-110 | 22844 | DAIKIN APPLIED EUROPE SPA | 132013617-SP
5010350 | CONDENSER COIL AC-4R-DX/R55-60-100-110 | 22844 | DAIKIN APPLIED EUROPE SPA | 132013621-SP
5010351 | AUX CABLE ASSY 06 Fan - No Eco | 22844 | DAIKIN APPLIED EUROPE SPA | 10EMENAC0001
5010352 | CONTROL CABLE ASSY 31xx - 06 Fan | 22844 | DAIKIN APPLIED EUROPE SPA | 10EMENCC0001
5010353 | POWER CABLE ASSY 16+16mm2-06Fan | 22844 | DAIKIN APPLIED EUROPE SPA | 10EMEVPC0001[A]
5010354 | EVAPORATOR HEATER 20X40 230V | 22844 | DAIKIN APPLIED EUROPE SPA | E44194023
5010613 | PUMP LOWARA FCE80-200/11,0Kw | 22844 | DAIKIN APPLIED EUROPE SPA | 132017011
5010614 | COMPR C-BOX MTII 50hz./063:126 | 22844 | DAIKIN APPLIED EUROPE SPA | 131034311-RIC
5010616 | OIL SEPARATOR D508(MESHP) PED C2 DX | 22844 | DAIKIN APPLIED EUROPE SPA | 132013962[L]
5010617 | FLEX.TUBE PIPE KIT PFS-108-151.1 | 22844 | DAIKIN APPLIED EUROPE SPA | 221507038[D]
5010618 | PCO1QE01F0 Preload.McQ pco3LON | 22844 | DAIKIN APPLIED EUROPE SPA | 129150182
5010619 | ANTIV.MOUNTING MEIHUAN MHD-1350 | 22844 | DAIKIN APPLIED EUROPE SPA | 133206132
5010620 | CONDENSER 3009-D1 PED-CUNI-WSC079-0889 | 22844 | DAIKIN APPLIED EUROPE SPA | C3009-D1-0889
5010621 | UNLOADING PISTON SPRING HS3100 | 22844 | DAIKIN APPLIED EUROPE SPA | 7618-238
5010629 | FLEXIBLE DISCHARGE PIPE KIT | 22844 | DAIKIN APPLIED EUROPE SPA | 221507038[D]-RIC
5010658 | EVAPORATOR EV32270088/9NS 20MM 230V PED | 22844 | DAIKIN APPLIED EUROPE SPA | 135004186
5010660 | RAR SUPPLY COIL R-1630A11308133020W0107 | 22844 | DAIKIN APPLIED EUROPE SPA | AHCOI0102116004002
5010661 | VICTAULIC ELBOW | 22844 | DAIKIN APPLIED EUROPE SPA | DK4PW11003-1
5010667 | FAN CONNECTOR ADAPTOR | 22844 | DAIKIN APPLIED EUROPE SPA | 00.F5.E09-0001
5010669 | PCO3 LARGE BOARD/PCO3QE0BL0/UN-PROGR. | 22844 | DAIKIN APPLIED EUROPE SPA | 129150253
5010670 | CONDENSER COIL 3R-AL 14FPI L=2700 SX | 22844 | DAIKIN APPLIED EUROPE SPA | 137013733
5010671 | CONDENSER COIL 3R-AL 14FPI L=2700 DX | 22844 | DAIKIN APPLIED EUROPE SPA | 137013737
5010672 | EVAPORATOR EV21110077/13 10MM 115V PED | 22844 | DAIKIN APPLIED EUROPE SPA | 135004187
5010673 | COOL WATER COIL L- P3012-AR-3R-40T-1700A | 22844 | DAIKIN APPLIED EUROPE SPA | AHCOI0103123023001W
5010674 | PANEL TYPE EASY 25mm dim. 565X1395mm | 22844 | DAIKIN APPLIED EUROPE SPA | AHPNL4016-123023001
5010675 | COOL WATER COIL L- P3012-AR-3R-40T-1700A | 22844 | DAIKIN APPLIED EUROPE SPA | AHCOI0103123023002W
5010676 | PANEL TYPE EASY 25mm dim. 565X1395mm | 22844 | DAIKIN APPLIED EUROPE SPA | AHPNL4016-123023002
5010677 | MOTOR 3 kW 4P–IP 55–CL F– Eff. IE2–B3–2 | 22844 | DAIKIN APPLIED EUROPE SPA | AHMT00300F100LB4PN1
5010678 | VICTAULIC KIT 8" | 22844 | DAIKIN APPLIED EUROPE SPA | 228810009
5010679 | VICTAULIC KIT 6" | 22844 | DAIKIN APPLIED EUROPE SPA | 228810008
5010681 | FLEX. PIPE STEEL DI.80 L=1265 | 22844 | DAIKIN APPLIED EUROPE SPA | 133205045
5010767 | CONDENSER COIL (AC) SX 4500x2x16 44F | 22844 | DAIKIN APPLIED EUROPE SPA | 41000103085
5010768 | CONDENSER COIL (AC) DX 4500x2x16 44F | 22844 | DAIKIN APPLIED EUROPE SPA | 41000103093
5010769 | SOLENOID VALVE FOR PWS7102 | 22844 | DAIKIN APPLIED EUROPE SPA | 18715000000
5010770 | HEAD GASKET | 22844 | DAIKIN APPLIED EUROPE SPA | E44132111
5010771 | O-RING | 22844 | DAIKIN APPLIED EUROPE SPA | AE0004900
5010772 | KIT SIDE INSUL.PANEL WHB043~80 | 22844 | DAIKIN APPLIED EUROPE SPA | 228810301[B]
5010773 | KIT SIDE INSUL.PANEL WHB85~159 | 22844 | DAIKIN APPLIED EUROPE SPA | 228810302[A]
5010774 | SOUNDPROOF PANEL BLOCKING WHB1 | 22844 | DAIKIN APPLIED EUROPE SPA | 121607005
5010775 | HEAT EXCH WTR/WTR 60HZ 115V | 22844 | DAIKIN APPLIED EUROPE SPA | 21M-180264-A06-6WW
5010776 | FLEX.PIPE STEEL DI.50 L=400 | 22844 | DAIKIN APPLIED EUROPE SPA | 133205022
5010777 | PCO3 LARGE BOARD MTII/PCO3QE2BL0 | 22844 | DAIKIN APPLIED EUROPE SPA | 129150250
5010778 | PCO3 LARGE BOARD/PCO3010AL0/UN-PROGR. | 22844 | DAIKIN APPLIED EUROPE SPA | 129150252
5010779 | PCO3 SMALL BOARD/PCO3010AS0 | 22844 | DAIKIN APPLIED EUROPE SPA | 129150255
5010780 | WATER PUMP TL120-025–3ph–0,25 kW–230/400 | 22844 | DAIKIN APPLIED EUROPE SPA | AHPMTL120-025
5010781 | BEARING SKF TYPE SY507M | 22844 | DAIKIN APPLIED EUROPE SPA | AHFB-BEARING-SY507M
5010783 | COMPRESSOR LINE REACTOR | 22844 | DAIKIN APPLIED EUROPE SPA | 901975
5010784 | COMPRESSOR EMI-FILTER | 22844 | DAIKIN APPLIED EUROPE SPA | 901666
5010786 | HUMID.PACK 200 - 420 x 680mm | 22844 | DAIKIN APPLIED EUROPE SPA | AHPEPACCO-114001001
5010787 | HUMID.PACK 200 - 600 x 1030mm | 22844 | DAIKIN APPLIED EUROPE SPA | AHPEPACCO114001002
5010788 | CONDENSER FLANGE KIT | 22844 | DAIKIN APPLIED EUROPE SPA | 888101095
5010789 | TOP PLATE | 22844 | DAIKIN APPLIED EUROPE SPA | 119405267[A]
5010790 | CONTROL PANEL ASSY | 22844 | DAIKIN APPLIED EUROPE SPA | 10EMEYAO0013-RIC2
5010840 | CONDENSER CB2715086 2P 1P 10MM | 22844 | DAIKIN APPLIED EUROPE SPA | 135005585
5010841 | COMPR. HSA220 690v/3/60Hz.R134a 115v | 22844 | DAIKIN APPLIED EUROPE SPA | M350234020
5010842 | CONDENSER CB2731090 CUNI 1P 10MM | 22844 | DAIKIN APPLIED EUROPE SPA | 135005584-SP
5010843 | OIL SEPARATOR (d324)PED(PR)ALS-WHSF4 | 22844 | DAIKIN APPLIED EUROPE SPA | 132013871-RIC
5010844 | CONDENSER HEAD COVER X CB Ø 273 1P CERA | 22844 | DAIKIN APPLIED EUROPE SPA | 888101094
5010847 | CAP.CONTROL SLIDE KIT 3.0VR 3120/21/22 | 22844 | DAIKIN APPLIED EUROPE SPA | M330876301
5010852 | LIQUID OUT COLLECT.3R 50 HOLES | 22844 | DAIKIN APPLIED EUROPE SPA | 10000103503
5010853 | JUNCT.PIPE-LIQ.HEADER UNIT | 22844 | DAIKIN APPLIED EUROPE SPA | 10000105026
5010854 | DRAIN PLUG T.E.1/2"NPT BRASS | 22844 | DAIKIN APPLIED EUROPE SPA | 130526004
5010855 | EVAPORATOR EV32270088/9N2 10MM 115V PED | 22844 | DAIKIN APPLIED EUROPE SPA | 135004189
5010857 | SCROLL COMPR.ZP235KCE-TWD-522-COPELAND | 22844 | DAIKIN APPLIED EUROPE SPA | 41000107002
5010858 | CRANKC.HEATER 120W-120V ZP235 | 22844 | DAIKIN APPLIED EUROPE SPA | 41000107008
5010859 | MAIN SWITCH ES5 P1000 6P | 22844 | DAIKIN APPLIED EUROPE SPA | SP-TEC-ES5P10006P
5010862 | HEATER POCKET ASSY L=141 | 22844 | DAIKIN APPLIED EUROPE SPA | 131506019
5010871 | FAN ASSY FC071-6ES.6K.V7 1PH | 22844 | DAIKIN APPLIED EUROPE SPA | 129841
5010872 | MQCS804 PW OS 1PC 115/220V | 22844 | DAIKIN APPLIED EUROPE SPA | N38020849
5010873 | MQCS806 PW OS 1PC 115/230V | 22844 | DAIKIN APPLIED EUROPE SPA | N38020869
5010874 | MQCS904 PW OS 1PC 115/220V | 22844 | DAIKIN APPLIED EUROPE SPA | N38020944
5010878 | PR.TRANSD. P499-RCP-404C 0÷30-Johns.C. | 22844 | DAIKIN APPLIED EUROPE SPA | 129150246
5010879 | COMPR. HSW235 2.2VR 400/50 R134A 115V | 22844 | DAIKIN APPLIED EUROPE SPA | M350234056
5010938 | COMPR. ZR160KCE-TFD425 COPELAND | 22844 | DAIKIN APPLIED EUROPE SPA | 131019440
5010939 | BELT TYPE SPA - LENGTH 707mm | 22844 | DAIKIN APPLIED EUROPE SPA | AHCN0707M00SPAA0707
5010940 | BELT TYPE SPA - LENGTH 1582mm | 22844 | DAIKIN APPLIED EUROPE SPA | AHCN1582M00SPAA1582
5010941 | BELT TYPE SPA - LENGTH 2182mm | 22844 | DAIKIN APPLIED EUROPE SPA | AHCN2182M00SPAA2182
5010942 | BELT TYPE SPA - LENGTH 2207mm | 22844 | DAIKIN APPLIED EUROPE SPA | AHCN2207M00SPAA2207
5010943 | BELT TYPE SPA - LENGTH 2232mm | 22844 | DAIKIN APPLIED EUROPE SPA | AHCN2232M00SPAA2232
5010944 | BELT TYPE SPA - LENGTH 2282mm | 22844 | DAIKIN APPLIED EUROPE SPA | AHCN2282M00SPAA2282
5010945 | BELT TYPE SPA - LENGTH 2300mm | 22844 | DAIKIN APPLIED EUROPE SPA | AHCN2300M00SPAA2300
5010946 | BELT TYPE SPA - LENGTH 2332mm | 22844 | DAIKIN APPLIED EUROPE SPA | AHCN2332M00SPAA2332
5010947 | BELT TYPE SPA - LENGTH 2482mm | 22844 | DAIKIN APPLIED EUROPE SPA | AHCN2482M00SPAA2482
5010948 | BELT TYPE SPA - LENGTH 2607mm | 22844 | DAIKIN APPLIED EUROPE SPA | AHCN2607M00SPAA2607
5010949 | BELT TYPE SPA - LENGTH 3182mm | 22844 | DAIKIN APPLIED EUROPE SPA | AHCN3182M00SPAA3182
5010950 | BELT TYPE SPA - LENGTH 3250mm | 22844 | DAIKIN APPLIED EUROPE SPA | AHCN3250M00SPAA3250
5010951 | BELT TYPE SPA - LENGTH 3282mm | 22844 | DAIKIN APPLIED EUROPE SPA | AHCN3282M00SPAA3282
5010952 | BELT TYPE SPA - LENGTH 3482mm | 22844 | DAIKIN APPLIED EUROPE SPA | AHCN3482M00SPAA3482
5010953 | FAN SUPPLY NTHZ315R | 22844 | DAIKIN APPLIED EUROPE SPA | AHFA2B1NTHZ0315-R-1
5010954 | FAN SUPPLY NTHZ355R | 22844 | DAIKIN APPLIED EUROPE SPA | AHFA2B1NTHZ0355-R-1
5010955 | FAN RETURN-SUPPLY NTHZ560R | 22844 | DAIKIN APPLIED EUROPE SPA | AHFA2B1NTHZ0560-R-1
5010956 | FAN SUPPLY-RETURN NTHZ630R | 22844 | DAIKIN APPLIED EUROPE SPA | AHFA2B1NTHZ0630-R-1
5010957 | FAN RETURN-SUPPLY NTHZ630T1 | 22844 | DAIKIN APPLIED EUROPE SPA | AHFA2B1NTHZ0630T1-1
5010958 | FAN RETURN TZAF560FFR | 22844 | DAIKIN APPLIED EUROPE SPA | AHFA2B1TZAF0560FR-1
5010959 | ELECTRIC MOTOR 11 kW | 22844 | DAIKIN APPLIED EUROPE SPA | AHMT01100D0160L6PN1
5010960 | PULLEY 2SPA112 | 22844 | DAIKIN APPLIED EUROPE SPA | AHPL112M2SPA1610FIS
5010961 | PULLEY 3SPA132 | 22844 | DAIKIN APPLIED EUROPE SPA | AHPL132M3SPA2012FIS
5010962 | PULLEY 2SPA140 | 22844 | DAIKIN APPLIED EUROPE SPA | AHPL140M2SPA2012FIS
5010963 | PULLEY 3SPA140 | 22844 | DAIKIN APPLIED EUROPE SPA | AHPL140M3SPA2517FIS
5010964 | PULLEY 2SPA150 | 22844 | DAIKIN APPLIED EUROPE SPA | AHPL150M2SPA2012FIS
5010965 | PULLEY 3SPA160 | 22844 | DAIKIN APPLIED EUROPE SPA | AHPL160M3SPA2517FIS
5010966 | PULLEY 3SPA180 | 22844 | DAIKIN APPLIED EUROPE SPA | AHPL180M3SPA2517FIS
5010967 | PULLEY 3SPA190 | 22844 | DAIKIN APPLIED EUROPE SPA | AHPL190M3SPA2517FIS
5010968 | PULLEY 4SPA190 | 22844 | DAIKIN APPLIED EUROPE SPA | AHPL190M4SPA2517FIS
5010969 | PULLEY 4SPA200 | 22844 | DAIKIN APPLIED EUROPE SPA | AHPL200M4SPA3020FIS
5010970 | PULLEY 3SPA212 | 22844 | DAIKIN APPLIED EUROPE SPA | AHPL212M3SPA2517FIS
5010971 | PULLEY 4SPA212 | 22844 | DAIKIN APPLIED EUROPE SPA | AHPL212M4SPA3020FIS
5010972 | PULLEY 4SPA224 | 22844 | DAIKIN APPLIED EUROPE SPA | AHPL224M4SPA3020FIS
5010973 | EVAPORATOR EV32200077/15N2 10MM 230V PED | 22844 | DAIKIN APPLIED EUROPE SPA | 135004191
5010974 | EVAPORATOR EV50270888T 20MM 115V PED | 22844 | DAIKIN APPLIED EUROPE SPA | 135004190
5010975 | NORDIC KIT - 12 FAN | 22844 | DAIKIN APPLIED EUROPE SPA | 239680511[B]
5010978 | COND.COIL (AC) DX 1800x2x16 44F/2F | 22844 | DAIKIN APPLIED EUROPE SPA | 135003454[B]-SP
5010979 | COND.COIL (AC) SX 1800x2x16 44F/2F | 22844 | DAIKIN APPLIED EUROPE SPA | 135003450[B]-SP
5010980 | COMPR. HSW235 2.2VR 400/50 R134A 115V | 22844 | DAIKIN APPLIED EUROPE SPA | M350234056
5010981 | COMPR. HSW244 2.2VR400/50 R134a/115V | 22844 | DAIKIN APPLIED EUROPE SPA | M350234055
5010990 | STAR KIT 4200-HS4224-HSA/HSW243 | 22844 | DAIKIN APPLIED EUROPE SPA | 95812-401
5010991 | EVAPORATOR EV40191010/7N2 10MM PED | 22844 | DAIKIN APPLIED EUROPE SPA | 135004192
5010993 | CONDENSER(AL+K712)SX 2700x3x14 44F | 22844 | DAIKIN APPLIED EUROPE SPA | 135003377-UV[B]
5011043 | FAN ASSEMBLY FC071-6ES.6K.V7 1PH | 22844 | DAIKIN APPLIED EUROPE SPA | 129841
5011044 | EVAPORATOR EV50191414/7 20MM PED | 22844 | DAIKIN APPLIED EUROPE SPA | 135004193
5011045 | COOL–L-P3012AR–4R-26T–1100A–2,5pa–13C– | 22844 | DAIKIN APPLIED EUROPE SPA | AHCOI0104123040005
5011046 | DE-AERATOR UNLOADER 3100 | 22844 | DAIKIN APPLIED EUROPE SPA | 000014316
5011055 | CLOSING PANEL FANS RIGHT | 22844 | DAIKIN APPLIED EUROPE SPA | 41000100061
5011060 | COMPR. HSW3216 2.2V138KWR410 690/3/60 | 22844 | DAIKIN APPLIED EUROPE SPA | M350999825
5011061 | NORDIC KIT - 6 FAN | 22844 | DAIKIN APPLIED EUROPE SPA | 239680508[B]
5011062 | NORDIC KIT - 8 FAN | 22844 | DAIKIN APPLIED EUROPE SPA | 239680509[B]
5011063 | NORDIC KIT - 10 FAN | 22844 | DAIKIN APPLIED EUROPE SPA | 239680510[B]
5011066 | SOLENOID VALVE E19S270 24VDC | 22844 | DAIKIN APPLIED EUROPE SPA | 131008045
5011074 | COND.COIL(AC) LEFT 7200x3x14 50HOL | 22844 | DAIKIN APPLIED EUROPE SPA | 10000103122[A]-SP
5011075 | COND.COIL(AC) RIGHT 7200x3x14 50HOL | 22844 | DAIKIN APPLIED EUROPE SPA | 10000103126[A]-RIC
5011076 | EVAPORATOR EV50271616/5N2 115V 20MM PED | 22844 | DAIKIN APPLIED EUROPE SPA | 135004195
5011077 | ECONOMIZER | 22844 | DAIKIN APPLIED EUROPE SPA | 10000107022-304
5011104 | STATOR 138kw 690v 690/3/60 L=275 | 22844 | DAIKIN APPLIED EUROPE SPA | M330870894
5011105 | COMPRESSOR ZP485KCE-TWD-522 | 22844 | DAIKIN APPLIED EUROPE SPA | 41000107005
5011108 | ENERGY METER NEMO D4-B MF6GT00073 | 22844 | DAIKIN APPLIED EUROPE SPA | SP-132015173
5011111 | BUSBAR COVER 1Mt./01245 | 22844 | DAIKIN APPLIED EUROPE SPA | 131028041
5011112 | MOTOR 4P F22 380-420/50/3 | 22844 | DAIKIN APPLIED EUROPE SPA | 132605066-MOTOR
5011113 | FAN ASSY FE080-SDA6N2NV/BPG | 22844 | DAIKIN APPLIED EUROPE SPA | 132605045-E-RIC
5011116 | FITTING PLUG 1/16" | 22844 | DAIKIN APPLIED EUROPE SPA | 735031651
5011117 | HEAT WHEEL A1 1300/16GM1380X130 AS | 22844 | DAIKIN APPLIED EUROPE SPA | AHRHW0102115008001
5011120 | RADIATOR FAN | 22844 | DAIKIN APPLIED EUROPE SPA | 00.90.990-9089
5011121 | UPPER FAN | 22844 | DAIKIN APPLIED EUROPE SPA | 00.90.990-9074
5011122 | UPPER/LOWER GRILLE | 22844 | DAIKIN APPLIED EUROPE SPA | 00.90.993-6005
5011123 | CONDENSOR 3009-D4 PED-CUNI-WSC079 | 22844 | DAIKIN APPLIED EUROPE SPA | C3009-D4-2
5011124 | HEAT COIL R-Fe/Al-FeZn P60AC – 34T – 417 | 22844 | DAIKIN APPLIED EUROPE SPA | AHCOI0103131040001
5011125 | MOTOR 30 kW – 4 poles – Eff. Class IE2+P | 22844 | DAIKIN APPLIED EUROPE SPA | AHMT0300000200L4PN1
5011126 | BELT TYPE SPB - LENGTH 2580mm | 22844 | DAIKIN APPLIED EUROPE SPA | AHCN2580M00SPBB2580
5011127 | PCO3- MED.with custom.softw.ref. C13_261 | 22844 | DAIKIN APPLIED EUROPE SPA | AHMC-CAREL-PCO3MPER
5011128 | PUMP LOWARA FCE80-125/4,0 Kw | 22844 | DAIKIN APPLIED EUROPE SPA | 132017009
5011135 | OIL SEPARATOR CASTING | 22844 | DAIKIN APPLIED EUROPE SPA | M330198101
5011136 | MEHS PAD SUPPORT TOP | 22844 | DAIKIN APPLIED EUROPE SPA | M330564101
5011137 | MEHS PAD SUPPORT BOTTOM | 22844 | DAIKIN APPLIED EUROPE SPA | M330564201
5011138 | MEHS PAD SUPPORT | 22844 | DAIKIN APPLIED EUROPE SPA | 87225-104
5011139 | BLANK COVER | 22844 | DAIKIN APPLIED EUROPE SPA | 86343-132
5011143 | PISTON BAR | 22844 | DAIKIN APPLIED EUROPE SPA | M330562601
5011144 | PHE AC 500-116 EQ | 22844 | DAIKIN APPLIED EUROPE SPA | 137013106[B]
5011145 | MicroTech III Cont.POL687.00-NO DISPLAY | 22844 | DAIKIN APPLIED EUROPE SPA | 10000109546
5011147 | HEAD GASKET | 22844 | DAIKIN APPLIED EUROPE SPA | E44136601
5011148 | DISTRIBUTION GASKET | 22844 | DAIKIN APPLIED EUROPE SPA | E44136602
5011149 | EVAPORATOR EV66391717/9N2 115V 20MM PED | 22844 | DAIKIN APPLIED EUROPE SPA | 135004197
5011150 | CONDENSER COIL (AC) LEFT 9000x3x14 50HOL | 22844 | DAIKIN APPLIED EUROPE SPA | 10000103138
5011151 | CONDENSER COIL (AC) RIGHT 9000x3x14 50HO | 22844 | DAIKIN APPLIED EUROPE SPA | 10000103142
5011152 | EVAP GRILLE KIT V 4F 44 | 22844 | DAIKIN APPLIED EUROPE SPA | 41000199840[A]
5011153 | COMPR. HS3121 2VR.82Kw.400v.VFD/A230v | 22844 | DAIKIN APPLIED EUROPE SPA | V331315006
5011154 | COMPR. HS3122 2VR.82KW.400V.VFD/A230V | 22844 | DAIKIN APPLIED EUROPE SPA | V331315007
5011162 | FLEX.TUBE PIPE KIT. PFS-175:350 | 22844 | DAIKIN APPLIED EUROPE SPA | 221507041[C]
5011173 | INS.TUB.MAND.FLX PFS-108-151.1 | 22844 | DAIKIN APPLIED EUROPE SPA | 221507038[B]
5011174 | VICTAULIC MOD.75 DA 5'(139,7) | 22844 | DAIKIN APPLIED EUROPE SPA | 131113008
5011175 | ADATTA.VICT.DN125-BAUER 4"Masc | 22844 | DAIKIN APPLIED EUROPE SPA | 132099226
5011176 | ADATTA.VICT.DN125-BAUER 4"Femm | 22844 | DAIKIN APPLIED EUROPE SPA | 132099228
5011177 | CONDENSER COIL-EVAPsxAL 2700x3x14 INC | 22844 | DAIKIN APPLIED EUROPE SPA | 135003489-INCL
5011179 | HEAT WHEEL S1–1800/1.6GM 1880X1880–AR54D | 22844 | DAIKIN APPLIED EUROPE SPA | AHRHW0103122022001
5011190 | PCO3 L.BOARD/PCO3QE0BL0/PROGRAMMED | 22844 | DAIKIN APPLIED EUROPE SPA | 129150253
5011191 | SPARE PARTS KIT FOR REPAIR SEZ.1 | 22844 | DAIKIN APPLIED EUROPE SPA | AHSP-KIT-1125014012
5011193 | COMPR.HSA220-3.0VR R410a 115V OVHLD | 22844 | DAIKIN APPLIED EUROPE SPA | RT330480102
5011194 | AUX.CABLE ASSY 12F.VE c1-3/HPI-3Circ | 22844 | DAIKIN APPLIED EUROPE SPA | 129640622
5011195 | LIQ. SIGHT GLASS 9150/R20 | 22844 | DAIKIN APPLIED EUROPE SPA | 130809030
5011198 | SCROLL COMPR.ZP485KCE-TWD-522-COPELAND | 22844 | DAIKIN APPLIED EUROPE SPA | 41000107005
5011199 | COIL GUARD KIT - OPCG | 22844 | DAIKIN APPLIED EUROPE SPA | 229825106
5011201 | STAT.204kW 400V 50 Hz F4AXL | 22844 | DAIKIN APPLIED EUROPE SPA | 332114688
5011202 | BEARING RETAINING RING FR4A | 22844 | DAIKIN APPLIED EUROPE SPA | 332111701
5011203 | BRG HR30308 J2/Q TAPER 2028/4A | 22844 | DAIKIN APPLIED EUROPE SPA | 7568-104
5011204 | BRG HR 32307 J2/Q TAPER 2024/4A | 22844 | DAIKIN APPLIED EUROPE SPA | 7568-124
5011205 | CYL.ROLLER BRG NU1014 3100-4A | 22844 | DAIKIN APPLIED EUROPE SPA | 7552-110N
5011206 | ANGULAR CONTACT 7314BEGAP (4A) | 22844 | DAIKIN APPLIED EUROPE SPA | 735014128
5011207 | RET/RING 2.750' BORE-3100 (1) | 22844 | DAIKIN APPLIED EUROPE SPA | M735049885
5011208 | CENTER BRG RETAINING RING | 22844 | DAIKIN APPLIED EUROPE SPA | 332115401
5011209 | RET/RING 1.375' BORE FR4 (2) | 22844 | DAIKIN APPLIED EUROPE SPA | 5011209
5011210 | MAIN BRG SPRING WASHER FR4 (2) | 22844 | DAIKIN APPLIED EUROPE SPA | M735049876
5011214 | EVAPORATOR EV32270088/9NS 230V 10MM PED | 22844 | DAIKIN APPLIED EUROPE SPA | 135004198
5011215 | EVAPORATOR EV32270088/9-N2 10MM 115V PED | 22844 | DAIKIN APPLIED EUROPE SPA | 134013023-C-RIC
5011216 | EVAPORATOR EV32270088/9-N2 20MM 230V PED | 22844 | DAIKIN APPLIED EUROPE SPA | 134013023-A-C-RIC
5011333 | ENERGY METER KIT 1000A | 22844 | DAIKIN APPLIED EUROPE SPA | 888101091
5011334 | CONDENSER COIL 2R-CU 16FPI L=1800 SX | 22844 | DAIKIN APPLIED EUROPE SPA | 137013703
5011336 | DAMPER H=640 W=700-GALVANIZED | 22844 | DAIKIN APPLIED EUROPE SPA | AHDP0640X0700AEH1LZ
5011337 | DAMPER H=700 W=1080-GALVANIZED | 22844 | DAIKIN APPLIED EUROPE SPA | AHDP0700X1080AEH1LZ
5011338 | FAN TYPE THLZ 280 R-RD90 WITHOUT FLANGE | 22844 | DAIKIN APPLIED EUROPE SPA | AHFA000THLZ0280-R21
5011339 | FAN TYPE THLZ 450 R-RD90 WITHOUT FLANGE | 22844 | DAIKIN APPLIED EUROPE SPA | AHFA000THLZ0450-R21
5011340 | FAN TYPE TLZ 200 R-RD90 WITHOUT FLANGE | 22844 | DAIKIN APPLIED EUROPE SPA | AHFA000-TLZ0200-R21
5011341 | HANDLE 25 WITH KEY | 22844 | DAIKIN APPLIED EUROPE SPA | AHMG25A1NMFG140-027
5011342 | COND. COIL (AC)SX 4500x2x16(44F)10F | 22844 | DAIKIN APPLIED EUROPE SPA | 135003410[B]-SP
5011343 | METAL.FILTER ALUM.MESH DIM. 287X592X48 | 22844 | DAIKIN APPLIED EUROPE SPA | AHFL287X592A1B00HMA
5011344 | METAL.FILTER ALUM.MESH DIM. 592X592X48 | 22844 | DAIKIN APPLIED EUROPE SPA | AHFL592X592A1B00HMA
5011346 | MANOMETER MAGNEHELIC O-500 PA | 22844 | DAIKIN APPLIED EUROPE SPA | AHMAM00-500PACDWYWER
5011348 | COPPER PLUG 1/4" | 22844 | DAIKIN APPLIED EUROPE SPA | E0440030
5011349 | VICTAULIC JOINT & GSKT EV 4" | 22844 | DAIKIN APPLIED EUROPE SPA | E44170014
5011350 | EVAPORATOR EV27270088/9N2 115V 10MM PED | 22844 | DAIKIN APPLIED EUROPE SPA | 135004199
5011351 | EVAPORATOR EV35191111D 115V 10MM PED | 22844 | DAIKIN APPLIED EUROPE SPA | 135004200
5011352 | EVAPORATOR EV35110099D 115V 20MM PED | 22844 | DAIKIN APPLIED EUROPE SPA | 135004202
5011353 | PHE SWEP B12x96H(L.O)Ø42 | 22844 | DAIKIN APPLIED EUROPE SPA | 132811340
5011354 | PHE SWEP V120Tx30 230V | 22844 | DAIKIN APPLIED EUROPE SPA | 137013139
5011356 | PUMP END BRG HOUSING ASSY 600 | 22844 | DAIKIN APPLIED EUROPE SPA | 220010041
5011357 | CAPILILARY TUBE FOR LPS-133010003 | 22844 | DAIKIN APPLIED EUROPE SPA | 803804
5011358 | EVAPORATOR EV27270077/7 230V 20MM PED | 22844 | DAIKIN APPLIED EUROPE SPA | 135004203
5011359 | OVERLOAD RELAY 6-25A 3RB2026-1QB0 | 22844 | DAIKIN APPLIED EUROPE SPA | SP-132015093
5011360 | FUSE HOLDER CLAMP | 22844 | DAIKIN APPLIED EUROPE SPA | SP-132015175
5011361 | CAREL VFD 01A-KW 0,55-400VAC-SIZE MF2- | 22844 | DAIKIN APPLIED EUROPE SPA | AHIN-MF2-NXL000151N
5011362 | EXP.VALVE TEZ12-5 MOP | 22844 | DAIKIN APPLIED EUROPE SPA | 131009183
5011363 | COND FLANGE KIT 5" | 22844 | DAIKIN APPLIED EUROPE SPA | 888101099
5011364 | SA175-3122 1C RETROFIT KIT LIQ | 22844 | DAIKIN APPLIED EUROPE SPA | 888001011
5011373 | PUMP LOWARA FCTE100-160/11 Kw | 22844 | DAIKIN APPLIED EUROPE SPA | 132017032
5011388 | COND.END COVER GASKET CB D273 NS | 22844 | DAIKIN APPLIED EUROPE SPA | E46132713
5011401 | INT. MAGN. 1P D 25A 10KA | 22844 | DAIKIN APPLIED EUROPE SPA | SP-132015178
5011405 | COND.HEAD COVER CB Ø 273 1P CUNI 90/10 | 22844 | DAIKIN APPLIED EUROPE SPA | 888101100
5011407 | FLEXIBLE PIPE D.80 L=450 | 22844 | DAIKIN APPLIED EUROPE SPA | 133205044
5011415 | ANTIVIBR. SPRING ESW12-M16 | 22844 | DAIKIN APPLIED EUROPE SPA | 133206010[A]
5011418 | FLEX.FL.RETARDANT F.FAN T.710 902x902mm | 22844 | DAIKIN APPLIED EUROPE SPA | AHFLEX2FLANGINTERN2
5011419 | FLEX.FL.RETARDANT F.DUCT 940x940mm | 22844 | DAIKIN APPLIED EUROPE SPA | AHFLEX2FLANGOUTSID2
5011420 | ANYBUS COMUNICATOR BOARD AB7010 | 22844 | DAIKIN APPLIED EUROPE SPA | 129150233
5011421 | COND.COIL (AL) LEFT 7200x3x14 50HOL | 22844 | DAIKIN APPLIED EUROPE SPA | 10000103121[B]-SP
5011422 | COND.COIL (AL) RIGHT 7200x3x14 50HOL | 22844 | DAIKIN APPLIED EUROPE SPA | 10000103125[B]-SP
5011423 | FAN ASSY A6D800-AD01-01 400V50HZ(B+E) | 22844 | DAIKIN APPLIED EUROPE SPA | 139410325-E-RIC
5011425 | EVAPORATOR EV27270066/13N2 230V 20MM PED | 22844 | DAIKIN APPLIED EUROPE SPA | 135004204
5011426 | EVAPORATOR EV32200099 230V 20MM PED AC | 22844 | DAIKIN APPLIED EUROPE SPA | 135004205-SP
5011485 | EVAPORATOR EV50270888/7 115V 20MM PED | 22844 | DAIKIN APPLIED EUROPE SPA | 135004206
5011487 | COMPR. HSA197 3.0VR 440V/60Hz 115v | 22844 | DAIKIN APPLIED EUROPE SPA | D330565511-440
5011488 | CIRC.BREAKER VL250N 3X250A | 22844 | DAIKIN APPLIED EUROPE SPA | SP-132015179
5011489 | CIRC.BREAKER S00, 11-16A,VT | 22844 | DAIKIN APPLIED EUROPE SPA | SP-132015180
5011490 | CIRC.BREAKER S00,1.4-2A,VT | 22844 | DAIKIN APPLIED EUROPE SPA | SP-132015181
5011546 | SOUND ENCLOS.MIDDLE SIDE PANEL | 22844 | DAIKIN APPLIED EUROPE SPA | 10000100143[E]
5011547 | VENTILATION GRILLE SW.BOX | 22844 | DAIKIN APPLIED EUROPE SPA | 11760002055
5011548 | FAN+FILTER PF65000 115V | 22844 | DAIKIN APPLIED EUROPE SPA | 11760002055
5011551 | ANAL.THERMOMETER WIKA -20~60C° WITH BULB | 22844 | DAIKIN APPLIED EUROPE SPA | 131080038
5011553 | COND.HEAD COVER GASKET | 22844 | DAIKIN APPLIED EUROPE SPA | E46134513
5011567 | COMPR.HSA205 400V/3/50HZ.R134A 115V. | 22844 | DAIKIN APPLIED EUROPE SPA | M350234033-15-SP
5011568 | PANEL FLAT 45MM – DIM. 2297X1087 MM | 22844 | DAIKIN APPLIED EUROPE SPA | AHPNPNL401612505502
5011569 | COMPR.HSW3220 2.2V138KWR410 690/3/60 | 22844 | DAIKIN APPLIED EUROPE SPA | M350999713
5011571 | GLYD RING 3200 GLASS‐C873 | 22844 | DAIKIN APPLIED EUROPE SPA | M330873201
5011572 | SPACER 2MM HS3218/179 | 22844 | DAIKIN APPLIED EUROPE SPA | 5011572
5011573 | EL.HEATER 3800W 3Ph. | 22844 | DAIKIN APPLIED EUROPE SPA | AHREC3100MM3800W3PH
5011574 | EL.HEATER 3870W 3Ph. | 22844 | DAIKIN APPLIED EUROPE SPA | AHREC3100MM3870W3PH
5011575 | WOODEN CRATE F.SHIPM.+/-1000X3500X850H | 22844 | DAIKIN APPLIED EUROPE SPA | AHWC1000X3500X850HS
5011576 | EVAPORATOR EV40270088/13N2 115V 10MM PED | 22844 | DAIKIN APPLIED EUROPE SPA | 135004208
5011577 | PUMP NM40/16C/B 2,2KW 400V | 22844 | DAIKIN APPLIED EUROPE SPA | 132013646[A]
5011580 | BACK PANEL OPLN WHB-043-080 | 22844 | DAIKIN APPLIED EUROPE SPA | 139420321[B]-RIC
5011592 | EMPTY CONTROL PANEL | 22844 | DAIKIN APPLIED EUROPE SPA | 11EMEYAO0015-EMPAN
5011593 | CABLE TRAY | 22844 | DAIKIN APPLIED EUROPE SPA | 119405147
5011594 | CABLE TRAY CENTER | 22844 | DAIKIN APPLIED EUROPE SPA | 119405148
5011595 | EVAPO.DISTRIBUTION PLATE | 22844 | DAIKIN APPLIED EUROPE SPA | BE44143210
5011596 | EVAPO.DISTRIBUTION PLATE | 22844 | DAIKIN APPLIED EUROPE SPA | BE44143211
5011598 | EVAPORATOR EV32110088/11 115V 10MM PED | 22844 | DAIKIN APPLIED EUROPE SPA | 135004209
5011599 | MAIN CONTROLLER POL638-70STD | 22844 | DAIKIN APPLIED EUROPE SPA | AHQE-SPOL638-70-STD
5011600 | CONNECT.KIT for POL638 - POL063.86/STD | 22844 | DAIKIN APPLIED EUROPE SPA | AHQE-KIT-CON-POL638
5011601 | EVAPORATOR EV40271010/9VS 115V 10MM PED | 22844 | DAIKIN APPLIED EUROPE SPA | 135004210
5011602 | HANDLE MAIN SW 1250-1800A | 22844 | DAIKIN APPLIED EUROPE SPA | TQ.NQ.5MA-N020
5011603 | ROD FOR MAIN SWITCH | 22844 | DAIKIN APPLIED EUROPE SPA | TQ.NQ.5RI-NV02
5011604 | COND. COIL (AC) SX 3600x3x14 44F 4+1 | 22844 | DAIKIN APPLIED EUROPE SPA | 135003310
5011605 | COND. COIL (AC) DX 3600x3x14 44F 4+1 | 22844 | DAIKIN APPLIED EUROPE SPA | 135003314
5011606 | COMPR. HSA197 3VR 82KW 400V 115V/230V | 22844 | DAIKIN APPLIED EUROPE SPA | M330565511-SP
5011608 | KIT FLEXIBAR 2X (50X1X5 ) 1250A | 22844 | DAIKIN APPLIED EUROPE SPA | COKIT1250ALS3
5011609 | COPPER BAR 30X10 113,5MM | 22844 | DAIKIN APPLIED EUROPE SPA | CO30X10L113,5
5011610 | FLAT TERMINAL BLOCK 50 X 35 MM | 22844 | DAIKIN APPLIED EUROPE SPA | 01207
5011611 | LARGE COVER /01757 | 22844 | DAIKIN APPLIED EUROPE SPA | 131028087
5011615 | ASSY POMP KIT(L)BP(bordo)20 Ev.2727 | 22844 | DAIKIN APPLIED EUROPE SPA | 229825615
5011616 | EMPTY CONTROL BOX LOWER P.E. WHB 108.2 | 22844 | DAIKIN APPLIED EUROPE SPA | 135008661-EMPLWR
5011617 | COND.COIL (AC) SX 3600x3x17 44F | 22844 | DAIKIN APPLIED EUROPE SPA | 41000103069
5011618 | COND.COIL (AC) DX 3600x3x17 44F | 22844 | DAIKIN APPLIED EUROPE SPA | 41000103081
5011621 | FR3AL SOFT-STARTER RETROFIT KIT | 22844 | DAIKIN APPLIED EUROPE SPA | 888101110
5011622 | FR3BL SOFT-STARTER RETROFIT KIT | 22844 | DAIKIN APPLIED EUROPE SPA | 888101111
5011623 | 3123 SOFT-STARTER RETROFIT KIT | 22844 | DAIKIN APPLIED EUROPE SPA | 888101112
5011624 | COND.COIL (AL+K712)SX 2700x3x14 44F | 22844 | DAIKIN APPLIED EUROPE SPA | 135003385-UV[B]
5011625 | COND.COIL (AL)LEFT 4500+1x3x14 50HOL | 22844 | DAIKIN APPLIED EUROPE SPA | 10000103097[C]-SP
5011626 | COND.COIL (AL)RIGHT4500+1x3x14 50HOL | 22844 | DAIKIN APPLIED EUROPE SPA | 10000103101[C]-SP
5011627 | DAMPER ACTUATOR ON/OFF type LM024A – 5Nm | 22844 | DAIKIN APPLIED EUROPE SPA | AHAT-ON-OFFLM024A00
5011628 | PHE S400T-102/MNG46 | 22844 | DAIKIN APPLIED EUROPE SPA | 137013059
5011630 | FUSE ESTR.NH00 gG 500V 16A | 22844 | DAIKIN APPLIED EUROPE SPA | SP-131030063
5011631 | CONDENSER CB2715090 2P NS DNV | 22844 | DAIKIN APPLIED EUROPE SPA | 135005266-AX000001-S
5011634 | DRIVE MOTOR 250W | 22844 | DAIKIN APPLIED EUROPE SPA | AHMOTORH_250W
5011644 | HEAT COIL -R1630A0708083020WO102-Cu22-Al | 22844 | DAIKIN APPLIED EUROPE SPA | AHCOI0102116004001
5011645 | EMERGENCY STOP BUTTON | 22844 | DAIKIN APPLIED EUROPE SPA | AHQEEMERGENSTOP
5011646 | MAIN SWITCH BUTTON | 22844 | DAIKIN APPLIED EUROPE SPA | AHQEDOORINTERLOCK
5011652 | EVAPORATOR EV27210055/15N2 115V 10MM PED | 22844 | DAIKIN APPLIED EUROPE SPA | 135004215
5011653 | PLUG-IN INVERTER (PL485) | 22844 | DAIKIN APPLIED EUROPE SPA | AHPLUGINBLUINVERTER
5011658 | COMP. HS‐3122 3VR 60KW 400V 115V/230V | 22844 | DAIKIN APPLIED EUROPE SPA | P331315115-SP
5011677 | FAN TYPE THLZ 250FF R-RD90 without fl. | 22844 | DAIKIN APPLIED EUROPE SPA | AHFA000THLZ0250FR21
5011678 | MOTOR 2,2 kW – 2 poles – Eff. Class IE2 | 22844 | DAIKIN APPLIED EUROPE SPA | AHMT0022000090L2PN1
5011679 | STEP PANEL 42mm – 1187 X 727 mm | 22844 | DAIKIN APPLIED EUROPE SPA | AHPNL40011131034003
5011680 | TOP PLATE VKB 1000-1500 | 22844 | DAIKIN APPLIED EUROPE SPA | 829030334X
5011682 | COOLING COIL R–1022°1704068025EO111 | 22844 | DAIKIN APPLIED EUROPE SPA | AHCOI0102112003001
5011683 | HEATING COIL R–1630A0702068020W0102 | 22844 | DAIKIN APPLIED EUROPE SPA | AHCOI0103112003001
5011684 | SALMSON PUMP SIL210-15/15 | 22844 | DAIKIN APPLIED EUROPE SPA | 10000107165
5011686 | FUSE BASE | 22844 | DAIKIN APPLIED EUROPE SPA | 131027024
5011687 | SIDE PLATE VKB 1000-1500 | 22844 | DAIKIN APPLIED EUROPE SPA | 829030337X
5011688 | OIL SEPARATOR D508(MESHP) PED C1 SX | 22844 | DAIKIN APPLIED EUROPE SPA | 132013961[L]
5011689 | RITEPRO COMPR.CHECK VALVE PIN 4" | 22844 | DAIKIN APPLIED EUROPE SPA | 332116301
5011690 | S.RE COMPR.CHECK VALVE | 22844 | DAIKIN APPLIED EUROPE SPA | 132010116
5011691 | RITEPOR S.RE COMPR.CHECK VALVE 6mm | 22844 | DAIKIN APPLIED EUROPE SPA | 132010117
5011692 | EP/OP/CP TRANSDUCER CABLE 1C | 22844 | DAIKIN APPLIED EUROPE SPA | 129640748-TRANS-1C
5011693 | EVAPORATOR HEAD KIT | 22844 | DAIKIN APPLIED EUROPE SPA | E44043240K2
5011694 | COND.COIL .(AL) SX 2700x2x16 44F | 22844 | DAIKIN APPLIED EUROPE SPA | 135003377[B]-SP
5011702 | COMPR. FR3AL 2.0 VFD 82KW 400/3/50 | 22844 | DAIKIN APPLIED EUROPE SPA | 236122702-SP
5011703 | COMPR. FR3BS 2.0 VFD 125KW 400/3/50 | 22844 | DAIKIN APPLIED EUROPE SPA | 236122801-SP
5011704 | FR3BL 2.0 VFD 125KW 400/3/50 | 22844 | DAIKIN APPLIED EUROPE SPA | 236122802-SP
5011705 | FR4AS 2.0 VFD 180KW 400/3/50 | 22844 | DAIKIN APPLIED EUROPE SPA | 236132001-SP
5011706 | FR4AL 2.0 VFD 180KW 400/3/50 | 22844 | DAIKIN APPLIED EUROPE SPA | 236132002-SP
5011707 | FR4AS 3.0VR 180kW 400V/50Hz | 22844 | DAIKIN APPLIED EUROPE SPA | 332118512-SP
5011708 | FR4AL 3.0VR 180kW 400V/50Hz | 22844 | DAIKIN APPLIED EUROPE SPA | 332118513-SP
5011709 | FR3AS 3.0VR 82kW 400V/50Hz | 22844 | DAIKIN APPLIED EUROPE SPA | 332126112NE-SP
5011710 | FR3AS 3.0VR 82kW 400V/50Hz | 22844 | DAIKIN APPLIED EUROPE SPA | 332126112-SP
5011711 | FR3AL 3.0VR 82kW 400V/50Hz | 22844 | DAIKIN APPLIED EUROPE SPA | 332126113NE-SP
5011712 | FR3AL 3.0VR 82kW 400V/50Hz | 22844 | DAIKIN APPLIED EUROPE SPA | 332126113-SP
5011713 | FR3BS 3.0VR 102kW 400V/50Hz NE | 22844 | DAIKIN APPLIED EUROPE SPA | 332126912NE-SP
5011714 | FR3BS 3.0VR 102kW 400V/50Hz | 22844 | DAIKIN APPLIED EUROPE SPA | 332126912-SP
5011715 | FR3BL 3.0VR 125kW 400V/50Hz | 22844 | DAIKIN APPLIED EUROPE SPA | 332126913NE-SP
5011716 | FR3BL 3.0VR 125kW 400V/50Hz | 22844 | DAIKIN APPLIED EUROPE SPA | 332126913-SP
5011717 | FR4AXL 3.0VR-400V/50Hz 204KW | 22844 | DAIKIN APPLIED EUROPE SPA | 332132001-SP
5011718 | HSA197 3.0VR 400v.R134 115v | 22844 | DAIKIN APPLIED EUROPE SPA | D330565511-SP
5011719 | HSA203 3.0VR-400V 134a-A115V | 22844 | DAIKIN APPLIED EUROPE SPA | D330872001-SP
5011720 | HSA235 400v/3/50Hz.R407c 115v. | 22844 | DAIKIN APPLIED EUROPE SPA | M330480101-15-SP
5011721 | HSA220 400v/3/50Hz.R407c 115v. | 22844 | DAIKIN APPLIED EUROPE SPA | M330480102-15-SP
5011722 | HSA205 400v/3/50Hz.115v 188KW | 22844 | DAIKIN APPLIED EUROPE SPA | M330480103-15-SP
5011723 | HSA179 3.0VR-60 400v.R134 230v | 22844 | DAIKIN APPLIED EUROPE SPA | M330565512A-SP
5011724 | HSA179 3VR 82KW 400V 115V/230V | 22844 | DAIKIN APPLIED EUROPE SPA | M330565512-SP
5011725 | HSA167 3.0VR-60 400v.R134 230v | 22844 | DAIKIN APPLIED EUROPE SPA | M330565513A-SP
5011726 | HSA167 3VR 82KW 400V. 115V/230V | 22844 | DAIKIN APPLIED EUROPE SPA | M330565513-SP
5011727 | COMPR. HSA203 3.0VR-400V R134a 230V | 22844 | DAIKIN APPLIED EUROPE SPA | M330872011A-SP
5011728 | HSA220 400v/3/50Hz.R134a 115v. | 22844 | DAIKIN APPLIED EUROPE SPA | M350234032-15-SP
5011729 | HSW244 2.2VR400/50 R134a/115V | 22844 | DAIKIN APPLIED EUROPE SPA | M350234055-SP
5011730 | HSW235 2.2VR 400/50 R134a 115V | 22844 | DAIKIN APPLIED EUROPE SPA | M350234056-SP
5011731 | HSW220 2.2VR 400/50 R134a 115V | 22844 | DAIKIN APPLIED EUROPE SPA | M350234057-SP
5011732 | HSW205 2.2VR 400/50 R134a 115V | 22844 | DAIKIN APPLIED EUROPE SPA | M350234058-SP
5011733 | HSS 4224 3.0VR-E R134a 115v | 22844 | DAIKIN APPLIED EUROPE SPA | M350999321-SP
5011734 | HSA235 400V-R410a-115v | 22844 | DAIKIN APPLIED EUROPE SPA | P330480101-SP
5011735 | HSA220 400V-R410a-115v | 22844 | DAIKIN APPLIED EUROPE SPA | P330480102-SP
5011736 | COMPR.HSA205-3.0VR-400V-R410a 115v | 22844 | DAIKIN APPLIED EUROPE SPA | P330480103-SP
5011737 | HSW-3218 2.2VR 138KW-R410-115V | 22844 | DAIKIN APPLIED EUROPE SPA | P330870602-SP
5011738 | HSW-3216 2.2VR 138KW-R410-115V | 22844 | DAIKIN APPLIED EUROPE SPA | P330870603-SP
5011739 | HS-3118 3VR 43Kw 400V.Aux230V. | 22844 | DAIKIN APPLIED EUROPE SPA | P331315012-SP
5011740 | HS-3120 3VR 43Kw 400V.Aux230V. | 22844 | DAIKIN APPLIED EUROPE SPA | P331315013-SP
5011741 | HS-3121 3VR 60Kw 400V.Aux230V. | 22844 | DAIKIN APPLIED EUROPE SPA | P331315014-SP
5011742 | HS-3118 3VR 43KW 400V 115V/230V | 22844 | DAIKIN APPLIED EUROPE SPA | P331315112-SP
5011743 | HS-3120 3VR 43Kw 400V. 115V/230V | 22844 | DAIKIN APPLIED EUROPE SPA | P331315113-SP
5011744 | HS-3121 3VR 60Kw 400V 115V/230V | 22844 | DAIKIN APPLIED EUROPE SPA | P331315114-SP
5011745 | HSW-3221 2.2VR 138KW-R410-115V | 22844 | DAIKIN APPLIED EUROPE SPA | P331321101-SP
5011746 | HS3118 2VR.60KW.400V.VFD/A230V | 22844 | DAIKIN APPLIED EUROPE SPA | V331315004-SP
5011747 | COMPR. HS3120 2VR.60Kw.400v.VFD/A230v | 22844 | DAIKIN APPLIED EUROPE SPA | V331315005-SP
5011748 | HS3121 2VR.82Kw.400v.VFD/A230v | 22844 | DAIKIN APPLIED EUROPE SPA | V331315006-SP
5011749 | HS3122 2VR.82Kw.400v.VFD/A230v | 22844 | DAIKIN APPLIED EUROPE SPA | V331315007-SP
5011750 | HS3118 3VR.60Kw.400v.VFD/A230v | 22844 | DAIKIN APPLIED EUROPE SPA | V331315012-SP
5011751 | HS3120 3VR.60Kw.400v.VFD/A230v | 22844 | DAIKIN APPLIED EUROPE SPA | V331315013-SP
5011752 | HS3121 3VR.82Kw.400v.VFD/A230v | 22844 | DAIKIN APPLIED EUROPE SPA | V331315014-SP
5011753 | HS3122 3VR.82Kw.400v.VFD/A230v | 22844 | DAIKIN APPLIED EUROPE SPA | V331315015-SP
5011754 | HS3123 3VR 82KW 400V VFD/A230V | 22844 | DAIKIN APPLIED EUROPE SPA | V350999002-SP
5011755 | COMPR. HSW220 145Kw.400/50 110v OVHLD | 22844 | DAIKIN APPLIED EUROPE SPA | RT50234035
5011849 | PUMP LOWARA | 22844 | DAIKIN APPLIED EUROPE SPA | 132013848LOWARA
5011850 | COIL KIT GRID 18 | 22844 | DAIKIN APPLIED EUROPE SPA | 10000102403
5011853 | COMPRESS.TT400-H9-1-ST-C-O-CE | 22844 | DAIKIN APPLIED EUROPE SPA | 170345-3
5011873 | SOL.VALVE 115V 1078-5S/SALD.16 | 22844 | DAIKIN APPLIED EUROPE SPA | 131008008-RIC
5011874 | EVAPORATOR EV27270077/11N2 115V 20MM PED | 22844 | DAIKIN APPLIED EUROPE SPA | 135004220
5011875 | PUMP LOWARA FCE65-200/1106 60Hz | 22844 | DAIKIN APPLIED EUROPE SPA | 132017013
5011876 | PUMP LOWARA FCE80-200/1106 60Hz | 22844 | DAIKIN APPLIED EUROPE SPA | 132017014
5011877 | FAN MOTOR+BLADE FN080-SDA.6N.V7 | 22844 | DAIKIN APPLIED EUROPE SPA | 141676
5011878 | LCD .INTERFACE MICROT.III POL871.71/STD | 22844 | DAIKIN APPLIED EUROPE SPA | 129150258
5011879 | COND.COIL (AL) DX 2700x3x14 44F/3F | 22844 | DAIKIN APPLIED EUROPE SPA | 135003389[B]-SP
5011880 | COND.COIL (AC) SX 4500x3x14 (D) 5+1 | 22844 | DAIKIN APPLIED EUROPE SPA | 135003126
5011881 | COND.COIL (AC) DX 4500x3x14 (D) 5+1 | 22844 | DAIKIN APPLIED EUROPE SPA | 135003130
5011882 | COND.COIL (AC) SX 5400x3x14 (D) | 22844 | DAIKIN APPLIED EUROPE SPA | 135003134
5011883 | COND.COIL (AC) DX 5400x3x14 (D) | 22844 | DAIKIN APPLIED EUROPE SPA | 135003138
5011885 | VICTAULIC COUPLING MOD.75 DA 4"(114,3) | 22844 | DAIKIN APPLIED EUROPE SPA | 131113007
5011886 | VICTAULIC COUPLING MOD.75 DA 3"(88,9) | 22844 | DAIKIN APPLIED EUROPE SPA | 131113006
5011888 | MOTOR KW=55.00 Npoles= 4 EffCl ass= EFF2 | 22844 | DAIKIN APPLIED EUROPE SPA | AHMT05500F0250M4PL1
5011889 | SOFT BAG FILTER 610x610x535mm Eff. M6/F6 | 22844 | DAIKIN APPLIED EUROPE SPA | AHFL592X592F4F6SP-6
5011890 | SOFT BAG FILTER 610x305x535mm Eff. M6/F6 | 22844 | DAIKIN APPLIED EUROPE SPA | AHFL287X592F4F6SP-3
5011903 | TAPER LOCK 2012 hole 28 | 22844 | DAIKIN APPLIED EUROPE SPA | AHTB2012MFORO-ST028
5011904 | BELT TYPE SPA - LENGTH 1232mm | 22844 | DAIKIN APPLIED EUROPE SPA | AHCN123200SPAA1232
5011905 | ELIMINATOR GALVANIZED dim. 1420X600H | 22844 | DAIKIN APPLIED EUROPE SPA | AHSP1DP1LZ1420X0600
5011906 | COUNTERPIPE 6” L.100 | 22844 | DAIKIN APPLIED EUROPE SPA | E44100168NF
5011907 | VICTAULIC FLANGE 2,5" | 22844 | DAIKIN APPLIED EUROPE SPA | 131113005
5011908 | SENSOR WELL STEEL (INSERT HOLDER) | 22844 | DAIKIN APPLIED EUROPE SPA | E44070058
5011909 | CIRC.BREAKER VL160N-3VL2716-1SP33-0AA0 | 22844 | DAIKIN APPLIED EUROPE SPA | 3VL2716-1SP33-0AA0
5011910 | EVAPORATOR EV27270066/13NS 20MM 230V PED | 22844 | DAIKIN APPLIED EUROPE SPA | 135004225
5011911 | TEO KIT MQC(S)804/904 FLT/VLV | 22844 | DAIKIN APPLIED EUROPE SPA | 220010082
5011912 | TEO KIT MQC(S)806/906 FLT/VLV | 22844 | DAIKIN APPLIED EUROPE SPA | 220010083
5011913 | TEO KIT MQC(S)808/908 FLT/VLV | 22844 | DAIKIN APPLIED EUROPE SPA | 220010084
5011914 | TEO KIT MQC(S)804/904 CARTRID | 22844 | DAIKIN APPLIED EUROPE SPA | 220010085
5011915 | TEO KIT MQC(S)806/906 CARTRID | 22844 | DAIKIN APPLIED EUROPE SPA | 220010086
5011916 | TEO KIT MQC(S)808/908 CARTRID | 22844 | DAIKIN APPLIED EUROPE SPA | 220010087
5011921 | SWITCH BOX CASING | 22844 | DAIKIN APPLIED EUROPE SPA | 11EMEYAO0018-EMPTY
5011922 | SWITCH BOX ASSY(electrical parts incl.) | 22844 | DAIKIN APPLIED EUROPE SPA | 11EMEYAO0018-COMPL
5011928 | FAN FLEX.TWO FLANGE DIM. 898X898 FL.RET. | 22844 | DAIKIN APPLIED EUROPE SPA | AHGA-FAN131042001FR
5011929 | FAN FLEX.TWO FLANGE DIM. 898X898 FL.RET. | 22844 | DAIKIN APPLIED EUROPE SPA | AHGA-FAN131042002FR
5011930 | FAN FLEX.TWO FLANGE DIM. 801X801 FL.RET. | 22844 | DAIKIN APPLIED EUROPE SPA | AHGA-FAN131042003FR
5011931 | AVM RUBBER TYPE 6060GVV20 | 22844 | DAIKIN APPLIED EUROPE SPA | AHAM6060S16060GVV20
5011932 | SMARTKEY PCOS00AKY0 SIST.PCO3 | 22844 | DAIKIN APPLIED EUROPE SPA | 129150202
5011933 | USB KEY ADAPTER PCO PCOS00AKC0 | 22844 | DAIKIN APPLIED EUROPE SPA | 129150203
5011936 | CONDENSER COIL 3-RC 1602 YA 50X209,4 SX | 22844 | DAIKIN APPLIED EUROPE SPA | 132013425
5011937 | CONDENSER COIL 3-RC 1402 YA 50X83,1 SX | 22844 | DAIKIN APPLIED EUROPE SPA | 132013401
5011938 | CONDENSER COIL 3-RC 1602 YA 50X209,4 DX | 22844 | DAIKIN APPLIED EUROPE SPA | 132013429
5011939 | CONDENSER COIL 3-RC 1402 YA 50X83,1 DX | 22844 | DAIKIN APPLIED EUROPE SPA | 132013405
5011940 | EVAPORATOR EV40191111/7VS 10MM 115V PED | 22844 | DAIKIN APPLIED EUROPE SPA | 135004226
5012007 | COOL-R Cu-Al-FeZN P40AR 4R-31T-1380A-2.5 | 22844 | DAIKIN APPLIED EUROPE SPA | AHCOI0102123060081
5012008 | COND.COIL (AL) SX 2700x3x14 44F/3F | 22844 | DAIKIN APPLIED EUROPE SPA | 135003385[B]-SP
5012009 | COND.COIL CON-EVAPdxAL 3600x4x12 VER | 22844 | DAIKIN APPLIED EUROPE SPA | 135003562-VERT
5012010 | COND.COIL COND-EV(AC)dx2700x3x14 VER | 22844 | DAIKIN APPLIED EUROPE SPA | 135003494-VERT-SP
5012011 | EXPANSION MODULE SIEMENS POL955 | 22844 | DAIKIN APPLIED EUROPE SPA | AHQE-SPOL955-00-STD
5012015 | EVAPORATOR EV50331313/5NS 20MM 115V PED | 22844 | DAIKIN APPLIED EUROPE SPA | 135004227-SP
5012058 | HARTING CABLE CONNECTION M/F | 22844 | DAIKIN APPLIED EUROPE SPA | 888101124
5012083 | EMC FILTER X INV 37KW | 22844 | DAIKIN APPLIED EUROPE SPA | 20.U5.BOR-3000
5012084 | EVAPORATOR EV40270099/9N2 20MM 115V PED | 22844 | DAIKIN APPLIED EUROPE SPA | 135004230
5012085 | EVAPORATOR EV40211212/5 20MM 115V PED | 22844 | DAIKIN APPLIED EUROPE SPA | 135004229
5012086 | COOL R 1022°4603228525E02(17+17) Cu2x17- | 22844 | DAIKIN APPLIED EUROPE SPA | AHCOI0103126020004S
5012087 | INVERTER 15 kW- 3 ph – Brand Danfoss | 22844 | DAIKIN APPLIED EUROPE SPA | AHINVERTER01500KW1S
5012088 | SOFT BAG FILTER 592x592x305mm Eff. F7 | 22844 | DAIKIN APPLIED EUROPE SPA | AHFL592X592A3G2000S
5012096 | COND.COIL (AC)DX 2700x3x14(44F)3+1F/B) | 22844 | DAIKIN APPLIED EUROPE SPA | 135003438[A]-SP
5012097 | EVAPORATOR EV27270088/NS 20MM 230V PED | 22844 | DAIKIN APPLIED EUROPE SPA | 135004232
5012099 | PRESS.GAUGE AP 60 bar R410A 1/8NPT | 22844 | DAIKIN APPLIED EUROPE SPA | 132203018A
5012109 | COMPR.HSW167 2.2VR-60 400V.R134 110V-OVH | 22844 | DAIKIN APPLIED EUROPE SPA | RT330565503
5012110 | FILTER IT-HF LOW LEAKAGE | 22844 | DAIKIN APPLIED EUROPE SPA | 20.E4.T60-1051
5012111 | EVAPORATOR GRILLE KIT V 5F 44 | 22844 | DAIKIN APPLIED EUROPE SPA | 41000199841[B]
5012112 | STEAM PIPE L=1250mm | 22844 | DAIKIN APPLIED EUROPE SPA | AHLY125CCDP125D40R0
5012113 | EVAPORATOR EV50360999/5VS 20MM 115V PED | 22844 | DAIKIN APPLIED EUROPE SPA | 135004233
5012114 | FAN THLZ 355 FF R-RD90 without Flange | 22844 | DAIKIN APPLIED EUROPE SPA | AHFA000THLZ0355FR21
5012115 | COND.COIL (AL) DX 5400x3x17 44F | 22844 | DAIKIN APPLIED EUROPE SPA | 41000103152-SP
5012117 | KLS CURV.1/2SAE 10,5x16 L=400 | 22844 | DAIKIN APPLIED EUROPE SPA | 120706061
5012119 | V-BELT HEAT WHEEL 13A | 22844 | DAIKIN APPLIED EUROPE SPA | AHSP-HWBEL105015001
5012120 | V-BELT HEAT WHEEL CONNECTOR | 22844 | DAIKIN APPLIED EUROPE SPA | AHSP-HWCON105015001
5012121 | CONTROL BOX DOOR LEFT (SX) | 22844 | DAIKIN APPLIED EUROPE SPA | 10ELA0120006[A]
5012122 | CONTROL BOX DOOR RIGHT (DX) | 22844 | DAIKIN APPLIED EUROPE SPA | 10ELA0120007[A]
5012127 | SPRAY NOZZLE PNY 1570 | 22844 | DAIKIN APPLIED EUROPE SPA | AHSPPNY-1570NYLO
5012128 | MOISTURE SEPARATOR FOR HUMIDIFIER | 22844 | DAIKIN APPLIED EUROPE SPA | AHSP1SP2LZ2940X1910
5012130 | CB/REC4531110/1P+1P TOTAL HR | 22844 | DAIKIN APPLIED EUROPE SPA | 135005636
5012131 | CB/REC4531122/1P+1P TOTAL HR | 22844 | DAIKIN APPLIED EUROPE SPA | 135005637
5012132 | CB/RP2731054+4/1P PARTIAL HR | 22844 | DAIKIN APPLIED EUROPE SPA | 135005634
5012133 | CB/RP2731062+4/1P PARTIAL HR | 22844 | DAIKIN APPLIED EUROPE SPA | 135005635
5012136 | COND.COIL(AL) RIGHT 6300x3x14 50HOL | 22844 | DAIKIN APPLIED EUROPE SPA | 10000103117[B]
5012137 | COND.COIL(AC) LEFT 4500x3x14 50HOL | 22844 | DAIKIN APPLIED EUROPE SPA | 10000103090[B]
5012138 | COND.COIL(AC) RIGHT 4500x3x14 50HOL | 22844 | DAIKIN APPLIED EUROPE SPA | 10000103094[B]-SP
5012139 | COND.COIL(AC) LEFT 5400x3x14 50HOL | 22844 | DAIKIN APPLIED EUROPE SPA | 10000103106[C]-SP
5012140 | COND.COIL(AC) RIGHT 5400x3x14 50HOL | 22844 | DAIKIN APPLIED EUROPE SPA | 10000103110[C]-SP
5012143 | COND.COIL(AC)SX 3600x3x14 (B-D) | 22844 | DAIKIN APPLIED EUROPE SPA | 135003002
5012144 | COND.COIL(AC)DX 3600x3x14 (B-D) | 22844 | DAIKIN APPLIED EUROPE SPA | 135003006
5012148 | COIL GUARD KIT - OPCG | 22844 | DAIKIN APPLIED EUROPE SPA | 41000199831-SP
5012151 | BMCC CARD (TT350-H13-1-HL-A-O-CE) | 22844 | DAIKIN APPLIED EUROPE SPA | 201055-170435
5012152 | HEAT WHEEL MOTOR | 22844 | DAIKIN APPLIED EUROPE SPA | AHRHWMOTO122023001
5012153 | FLEX.TUBE PIPE KIT C1 PFS215:350 | 22844 | DAIKIN APPLIED EUROPE SPA | 221507045
5012155 | CONTROL BOX DOOR S-1 | 22844 | DAIKIN APPLIED EUROPE SPA | 119403696-SPECIAL
5012156 | CONTROL BOX DOOR L-2 | 22844 | DAIKIN APPLIED EUROPE SPA | 119403828-SPECIAL
5012157 | EVAPORATOR EV40191111NS 10MM 115V PED | 22844 | DAIKIN APPLIED EUROPE SPA | 135004235
5012158 | TRANSFORMER 20000VA 500/525V - 400V | 22844 | DAIKIN APPLIED EUROPE SPA | CFT020K02026
5012161 | EVAPORATOR EV27210066/13N2 20MM 230V PED | 22844 | DAIKIN APPLIED EUROPE SPA | 135004236
5012162 | EVAPORATOR EV40211212/5 20MM 115V PED | 22844 | DAIKIN APPLIED EUROPE SPA | 135004237
5012165 | KIT M.VALV.USC.H2O COND.VIC.6 | 22844 | DAIKIN APPLIED EUROPE SPA | 228810968
5012169 | INVERTER CABINET WSC 087 MAU49F | 22844 | DAIKIN APPLIED EUROPE SPA | TO CONFIRM
5012170 | SENSOR POCKET (INSERT HOLDER) | 22844 | DAIKIN APPLIED EUROPE SPA | 132013386
5012172 | PIPE STUB NF L.100 5" | 22844 | DAIKIN APPLIED EUROPE SPA | BE44100140NF
5012173 | THREADED PIPE STUB L.200 5" | 22844 | DAIKIN APPLIED EUROPE SPA | E44113140
5012174 | THREADED PIPE STUB L.150 5" | 22844 | DAIKIN APPLIED EUROPE SPA | E44116140
5012175 | CONTROL CABLE C1 WHB.1/.2 | 22844 | DAIKIN APPLIED EUROPE SPA | 135008611[C]
5012176 | CONTROL CABLE C2 WHB.2 | 22844 | DAIKIN APPLIED EUROPE SPA | 135008612[B]
5012177 | VLV.H2O VICT 6" | 22844 | DAIKIN APPLIED EUROPE SPA | 211530042-SP
5012178 | ANODE SOLID ZINC 5/8"ODF | 22844 | DAIKIN APPLIED EUROPE SPA | M735064605
5012179 | BASE COVER PLATE PANEL Q5 | 22844 | DAIKIN APPLIED EUROPE SPA | TQ.NQ.5TA-P200
5012187 | COND.COIL GUARD KIT - OPCG | 22844 | DAIKIN APPLIED EUROPE SPA | 10000102402-FC
5012189 | DISCH.FLANGE NEW PFSxTUBE D80 | 22844 | DAIKIN APPLIED EUROPE SPA | 111505016
5012190 | GASKET D89 for FLANGE 111505016 | 22844 | DAIKIN APPLIED EUROPE SPA | 132021034
5012191 | CABLE VALVE EXP. C1 6-10 Fan | 22844 | DAIKIN APPLIED EUROPE SPA | 129640930[B]
5012192 | CABLE VALVE EXP. C2 6-10 Fan | 22844 | DAIKIN APPLIED EUROPE SPA | 129640931[B]
5012196 | DOOR HANDLE | 22844 | DAIKIN APPLIED EUROPE SPA | TQN-Q5-MANQE
5012197 | BAR FOR DOOR HANDLE | 22844 | DAIKIN APPLIED EUROPE SPA | TQN-Q5-ASTAQE
5012198 | STEAM HUMIDIFIER UE090XL000-Carel | 22844 | DAIKIN APPLIED EUROPE SPA | AHPV090KCUE090XL000
5012199 | OVERLOAD RELAY 6-25A - 3RB3026-1QB0 | 22844 | DAIKIN APPLIED EUROPE SPA | SP-132015195
5012200 | WATER PUMP TANK KIT HP 1P FHE 40-200/55 | 22844 | DAIKIN APPLIED EUROPE SPA | 83806A107X
5012203 | KIT SIDE INSUL.PANEL WHB043:80 | 22844 | DAIKIN APPLIED EUROPE SPA | 228810301[C]
5012227 | SPRING ISOLATOR 1AMC RED-803kg-M16 | 22844 | DAIKIN APPLIED EUROPE SPA | 133206137
5012238 | SPRING ISOLATOR 2AMC WHITE-1225kg-M16 | 22844 | DAIKIN APPLIED EUROPE SPA | 133206138
5012239 | MOTOR TERMINAL LOW VOLT | 22844 | DAIKIN APPLIED EUROPE SPA | M074606101
5012248 | ELECTR.PANEL AWS237.2 SE ST-LN | 22844 | DAIKIN APPLIED EUROPE SPA | 10000109054-DAIKIN-S
5012253 | EXP.VALVE ETS-50B 28x35/CE | 22844 | DAIKIN APPLIED EUROPE SPA | 131009215
5012369 | TOP PANEL VKB 750-500 | 22844 | DAIKIN APPLIED EUROPE SPA | 829030292X
5012371 | END RAIL C.BOX SIDE | 22844 | DAIKIN APPLIED EUROPE SPA | 10000100265[B]
5012372 | CONTACTOR 3RT2016-1AF01 | 22844 | DAIKIN APPLIED EUROPE SPA | SP-132015193
5012403 | OIL FEED PIPE SCREW-MOTOR HSG + ORIFICE | 22844 | DAIKIN APPLIED EUROPE SPA | M350237804
5012404 | PANEL | 22844 | DAIKIN APPLIED EUROPE SPA | AHPN3_133054002
5012405 | PROFILE | 22844 | DAIKIN APPLIED EUROPE SPA | AHAP060PCO1P161R10N
5012406 | PANEL | 22844 | DAIKIN APPLIED EUROPE SPA | AHPN3_133053001
5012439 | FAN MOTOR kW-7.50-TYPE-160 | 22844 | DAIKIN APPLIED EUROPE SPA | AHMT00750D0160M6PN1
5012440 | FAN NTHZ 500 PL | 22844 | DAIKIN APPLIED EUROPE SPA | AHFA000NTHZ0500PL12
5012441 | FAN NTHZ 560 PL | 22844 | DAIKIN APPLIED EUROPE SPA | AHFA000NTHZ0560PL12
5012442 | FAN NTHZ 560 R | 22844 | DAIKIN APPLIED EUROPE SPA | AHFA000NTHZ0560-R22
5012443 | FAN NTHZ 630 PL | 22844 | DAIKIN APPLIED EUROPE SPA | AHFA000NTHZ0630PL12
5012444 | FAN THLZ 180 PL | 22844 | DAIKIN APPLIED EUROPE SPA | AHFA000THLZ0180PL21
5012445 | FAN THLZ 200 PL | 22844 | DAIKIN APPLIED EUROPE SPA | AHFA000THLZ0200PL21
5012446 | FAN THLZ 225 PL | 22844 | DAIKIN APPLIED EUROPE SPA | AHFA000THLZ0225PL11
5012447 | FAN THLZ 250 FF PL | 22844 | DAIKIN APPLIED EUROPE SPA | AHFA000THLZ0250FP11
5012448 | FAN THLZ 250 FF R | 22844 | DAIKIN APPLIED EUROPE SPA | AHFA000THLZ0250FR11
5012449 | FAN THLZ 250 PL | 22844 | DAIKIN APPLIED EUROPE SPA | AHFA000THLZ0250PL11
5012450 | FAN THLZ 280 FF PL | 22844 | DAIKIN APPLIED EUROPE SPA | AHFA000THLZ0280FP11
5012451 | FAN THLZ 315 FF PL | 22844 | DAIKIN APPLIED EUROPE SPA | AHFA000THLZ0315FP11
5012452 | FAN THLZ 315 PL | 22844 | DAIKIN APPLIED EUROPE SPA | AHFA000THLZ0315PL21
5012453 | FAN THLZ 355 FF PL | 22844 | DAIKIN APPLIED EUROPE SPA | AHFA000THLZ0355FP11
5012454 | FAN THLZ 355 FF R | 22844 | DAIKIN APPLIED EUROPE SPA | AHFA000THLZ0355FR11
5012455 | FAN THLZ 355 R | 22844 | DAIKIN APPLIED EUROPE SPA | AHFA000THLZ0355-R11
5012456 | FAN THLZ 400 FF PL | 22844 | DAIKIN APPLIED EUROPE SPA | AHFA000THLZ0400FP11
5012457 | FAN THLZ 400 PL | 22844 | DAIKIN APPLIED EUROPE SPA | AHFA000THLZ0400PL11
5012458 | FAN THLZ 450 FF PL | 22844 | DAIKIN APPLIED EUROPE SPA | AHFA000THLZ0450FP11
5012459 | FAN THLZ 450 FF R | 22844 | DAIKIN APPLIED EUROPE SPA | AHFA000THLZ0450FR11
5012460 | FAN THLZ 450 PL | 22844 | DAIKIN APPLIED EUROPE SPA | AHFA000THLZ0450PL21
5012461 | FAN TLZ 160 R | 22844 | DAIKIN APPLIED EUROPE SPA | AHFA000-TLZ0160-R21
5012462 | FAN TLZ 200 R | 22844 | DAIKIN APPLIED EUROPE SPA | AHFA000-TLZ0200-R11
5012463 | FAN TLZ 225 R | 22844 | DAIKIN APPLIED EUROPE SPA | AHFA000-TLZ0225-R21
5012464 | FAN TLZ 560 PL | 22844 | DAIKIN APPLIED EUROPE SPA | AHFA000-TLZ0560PL12
5012465 | COMPR.FITTING LIQ.INJECTION FR3B/F4A TOP | 22844 | DAIKIN APPLIED EUROPE SPA | 132010053
5012515 | COND.COIL.(AL) SX 4500x3x14 44F 2c. | 22844 | DAIKIN APPLIED EUROPE SPA | 135003317-SP
5012516 | COND.COIL (AL) DX 4500x3x14 44F 2c. | 22844 | DAIKIN APPLIED EUROPE SPA | 135003321-SP
5012517 | COND.COIL (CU) SX 4500x3x14 44F 2c | 22844 | DAIKIN APPLIED EUROPE SPA | 135003319
5012518 | COND.COIL (CU) DX 4500x3x14 44F 2c. | 22844 | DAIKIN APPLIED EUROPE SPA | 135003323
5012524 | PHE SWEP B35x48H(A.O)s42(179) | 22844 | DAIKIN APPLIED EUROPE SPA | 132811167
5012525 | TIMER RELAY 24VDC 5A 1NA 2966171 | 22844 | DAIKIN APPLIED EUROPE SPA | SP-132015197
5012526 | CONTACTOR AC 110V 50/60HZ 3RT2516-1AF00 | 22844 | DAIKIN APPLIED EUROPE SPA | SP-132015198
5012527 | AUX.SWITCH BLOCK 3RH2911-1FA22 | 22844 | DAIKIN APPLIED EUROPE SPA | SP-132015199
5012528 | COMPR. FR3BS 3.0VR 102kW 400V/50Hz OVHL | 22844 | DAIKIN APPLIED EUROPE SPA | RT332126912
5012530 | O-RING KIT OIL CHAMBER 4200 | 22844 | DAIKIN APPLIED EUROPE SPA | 128810938
5012531 | EVAPORATOR EV50270999T 20MM 115V PED | 22844 | DAIKIN APPLIED EUROPE SPA | 135004240-SP
5012533 | FUSE DTIII gG E33 500V 35A 1232035 | 22844 | DAIKIN APPLIED EUROPE SPA | SP-131029101
5012534 | EVAPORATOR EV27270066/13NS 20MM 230V PED | 22844 | DAIKIN APPLIED EUROPE SPA | 135004242-SP
5012535 | CONDENSER COIL (AL) SX 8100x3x14 44F | 22844 | DAIKIN APPLIED EUROPE SPA | 135003233
5012536 | CONDENSER COIL (AL) DX 8100x3x14 44F | 22844 | DAIKIN APPLIED EUROPE SPA | 135003237
5012537 | CONDENSER COIL (AL) SX 3600x3x14 44F/4F | 22844 | DAIKIN APPLIED EUROPE SPA | 135003361[C]-SP
5012538 | CONDENSER COIL (AL) DX 3600x3x14 44F/4F | 22844 | DAIKIN APPLIED EUROPE SPA | 135003365[C]-SP
5012539 | EVAPORATOR EV50360999T 10MM 115V PED | 22844 | DAIKIN APPLIED EUROPE SPA | 135004243-SP
5012541 | BUTTERFLY VALVE ASSY Belimo DGR230A-7 | 22844 | DAIKIN APPLIED EUROPE SPA | 131302014
5012553 | CONDENSER COIL AL-4R-SX | 22844 | DAIKIN APPLIED EUROPE SPA | 135710016
5012554 | CONDENSER COIL AL-4R-DX | 22844 | DAIKIN APPLIED EUROPE SPA | 135710020
5012555 | DUAL PORT VALVE M-F.3/8 NPT | 22844 | DAIKIN APPLIED EUROPE SPA | 130853007
5012556 | MOTOR JM90S2B3 3PH. NPA355 S.4 - 1.50KW | 22844 | DAIKIN APPLIED EUROPE SPA | AHFP1P1A0355S40015B
5012574 | DIFFER.PRESS.SWITCH 50-500 DBL-205B | 22844 | DAIKIN APPLIED EUROPE SPA | AHPDF50-500PA00AHP1
5012575 | CONDENSER COIL (AC) SX 4500x3x14 44F 5+1 | 22844 | DAIKIN APPLIED EUROPE SPA | 135003326
5012576 | CONDENSER COIL (AC) DX 4500x3x14 44F 5+1 | 22844 | DAIKIN APPLIED EUROPE SPA | 135003330
5012593 | EVAPORATOR EV19120055/17 20MM PED | 22844 | DAIKIN APPLIED EUROPE SPA | 135004244-SP
5012596 | DSR DIGITAL INVERTER DANFOSS 1.5kW | 22844 | DAIKIN APPLIED EUROPE SPA | AHINVERTER00150KW1S
5012597 | POMP LOWARA FCTE50-160/2.2Kw | 22844 | DAIKIN APPLIED EUROPE SPA | 132017023
5012624 | DRAIN PAN 1204 x 470mm | 22844 | DAIKIN APPLIED EUROPE SPA | AHDPN-1125021001
5012625 | DRAIN PAN 1204 x 470mm | 22844 | DAIKIN APPLIED EUROPE SPA | AHDPN-1125021002
5012626 | DRAIN PAN 1104 x 570mm | 22844 | DAIKIN APPLIED EUROPE SPA | AHDPN-1125056001
5012627 | EVAPORATOR EV32110099 10MM 230V PED | 22844 | DAIKIN APPLIED EUROPE SPA | 135004246-SP
5012628 | DSR DIGITAL INVERTER DANFOSS 4.0kW | 22844 | DAIKIN APPLIED EUROPE SPA | AHINVERTER00400KW1S
5012631 | OIL ORIFICE 1.8mm. DIA | 22844 | DAIKIN APPLIED EUROPE SPA | M331315501
5012636 | SWITCH BOX CASING PE. ECP 133.2 S/D EMP | 22844 | DAIKIN APPLIED EUROPE SPA | 138660558-DAIKIN-VSP
5012637 | COIL DX 1022A5502184520EO2(13+14) | 22844 | DAIKIN APPLIED EUROPE SPA | AHCOI0101133053001
5012641 | DRAIN PAN 2052 x 542 | 22844 | DAIKIN APPLIED EUROPE SPA | AHDPN-1133053001-2
5012648 | DROP SEPARATOR 1425 X 1925 (HxB) | 22844 | DAIKIN APPLIED EUROPE SPA | AHSP1SP4AL1425X1925
5012649 | GALVANISED STRUCTURE | 22844 | DAIKIN APPLIED EUROPE SPA | AHLMZN133053001
5012652 | COMPR. HSA-220 690/3/60 R407/410 115v | 22844 | DAIKIN APPLIED EUROPE SPA | P330480102-690-SP
5012668 | AIR FILTER WITH FRAME 610x610 – Galvan. | 22844 | DAIKIN APPLIED EUROPE SPA | AHFF610X610F2G-METM
5012682 | PHE AC120-172 EQ + FLANGE | 22844 | DAIKIN APPLIED EUROPE SPA | 5012682
5012683 | HEAT-L Cu-Al-FeZn P3012AC 2R-1 | 22844 | DAIKIN APPLIED EUROPE SPA | AHCOI0103132004001
5012685 | GASKET SUCTION VALVE 8" PFH-07 | 22844 | DAIKIN APPLIED EUROPE SPA | 132021046
5012686 | BLOWER FAN AND PLATE x 2pcs(KEB-INVERT.) | 22844 | DAIKIN APPLIED EUROPE SPA | R0.F5.T89-2205
5012690 | OIL PUMP ASSY 8/900 | 22844 | DAIKIN APPLIED EUROPE SPA | 220010073
5012691 | COMPR. HSA235 380v/3/60Hz.R134a 115v | 22844 | DAIKIN APPLIED EUROPE SPA | M350234052
5012757 | COND.HEADS CB Ø 458/2P CU-NI | 22844 | DAIKIN APPLIED EUROPE SPA | 888101128
5012764 | FILTER DRIPAK 2000S F7 592X287X305 | 22844 | DAIKIN APPLIED EUROPE SPA | AHFL287X592A3G2000S
5012765 | STEAM CYLINDER FOR HUMIDIFIER | 22844 | DAIKIN APPLIED EUROPE SPA | BL0T4D00H2
5012766 | FILL VALVE KIT FOR HUMIDIFIER | 22844 | DAIKIN APPLIED EUROPE SPA | KITVC10058
5012767 | DRAIN TEMPERING KIT | 22844 | DAIKIN APPLIED EUROPE SPA | KITDT10030
5012768 | FILL VALVE KIT FOR HUMIDIFIER | 22844 | DAIKIN APPLIED EUROPE SPA | KITVC10070
5012770 | ELECTRIC HEATER 1140 X 2082 144K | 22844 | DAIKIN APPLIED EUROPE SPA | AHEC1140X2082H1444
5012799 | CABLE ASSY AUX 8-10 FAN C2 MS+FM | 22844 | DAIKIN APPLIED EUROPE SPA | 129640618-SP2
5012800 | SPRING ISOLATOR 1AMC WHITE-612kg-M16 | 22844 | DAIKIN APPLIED EUROPE SPA | 133206136
5012801 | POWER CABLE F3BL c1 AWS.2 | 22844 | DAIKIN APPLIED EUROPE SPA | 10000109691[A]
5012802 | POWER CABLE F3BL c2 AWS.2 | 22844 | DAIKIN APPLIED EUROPE SPA | 10000109692[B]
5012803 | CONTR.CABLE COMPR.c1-3 AWS2/3 | 22844 | DAIKIN APPLIED EUROPE SPA | 10000109697[B]
5012804 | CONTR.CABLE COMPR.c2 AWS2/3 | 22844 | DAIKIN APPLIED EUROPE SPA | 10000109698[B]
5012805 | COND.COIL COND-EV(AC)sx2700x3x14 VER | 22844 | DAIKIN APPLIED EUROPE SPA | 135003490-VERT
5012806 | COND.COIL COND-EV(AC)dx2700x3x14 INC | 22844 | DAIKIN APPLIED EUROPE SPA | 135003494-INCL
5012807 | COND.COIL COND-EV(AC)sx2700x3x14 INC | 22844 | DAIKIN APPLIED EUROPE SPA | 135003490-INCL
5012808 | PCO3 L.BOARD-PROGRAMMED | 22844 | DAIKIN APPLIED EUROPE SPA | AHMP-PCO3-LARGE-SWI
5012809 | CURRENT TRANSFORMER TA 630A | 22844 | DAIKIN APPLIED EUROPE SPA | SP-132015151
5012810 | COND.HEADS CB Ø 458/2P CU-NI WATER | 22844 | DAIKIN APPLIED EUROPE SPA | 888101129
5012811 | ELECTRIC MOTOR AC 3Ph. 5.5 kW | 22844 | DAIKIN APPLIED EUROPE SPA | AHMT00550D132SA2PN1
5012812 | HEAT WHEEL A1 1050/19GM1130x113 | 22844 | DAIKIN APPLIED EUROPE SPA | AHRHW0102112036001
5012813 | FAN TLZ 500 PL-RD90 with Flange | 22844 | DAIKIN APPLIED EUROPE SPA | AHFA000-TLZ0500PL22
5012817 | DSR DIGITAL INVERTER DANFOSS 5.5kW | 22844 | DAIKIN APPLIED EUROPE SPA | AHINVERTER00550KW1S
5012818 | DSR DIGITAL INVERTER DANFOSS 7.5kW | 22844 | DAIKIN APPLIED EUROPE SPA | AHINVERTER00750KW1S
5012819 | EVAPORATOR EV27270066/17 20MM PED | 22844 | DAIKIN APPLIED EUROPE SPA | 135004248-SP
5012820 | CONDENSER CB2731042 10MM PED | 22844 | DAIKIN APPLIED EUROPE SPA | 133365805-SP
5012821 | STAR SEAL FR3BL -Dia 232 | 22844 | DAIKIN APPLIED EUROPE SPA | 332101202
5012822 | M/C STAR PIN FR4-3B-4A | 22844 | DAIKIN APPLIED EUROPE SPA | M350235901
5012824 | STATOR KIT 82Kw/400V.HS3200(STAT.+HOUS.) | 22844 | DAIKIN APPLIED EUROPE SPA | 92848-301
5012826 | EVAPORATOR EV50271616/5N2 20MM 115V PED | 22844 | DAIKIN APPLIED EUROPE SPA | 135004263-SP
5012828 | SENSOR NTC 10k ohm 6x50 SILICON | 22844 | DAIKIN APPLIED EUROPE SPA | 10000109664
5012829 | BRINE SENSOR POCKET | 22844 | DAIKIN APPLIED EUROPE SPA | 888101132
5012830 | STATOR KIT 145Kw-F4 new MTRHSG | 22844 | DAIKIN APPLIED EUROPE SPA | M330480201
5012831 | IGBT MANIFOLD COOLING WMC COMPR. | 22844 | DAIKIN APPLIED EUROPE SPA | 100043-3
5012832 | CABLE GLAND THREAD COMPLETE PG9 | 22844 | DAIKIN APPLIED EUROPE SPA | 131005041
5012833 | SCREW CAP PG48 DIN 46320 | 22844 | DAIKIN APPLIED EUROPE SPA | 131091010
5012834 | LOCKNUT PG48 DIN 46320 | 22844 | DAIKIN APPLIED EUROPE SPA | 131092010
5012837 | DOOR SECTION-BLOCCO 123016-UTA 002 | 22844 | DAIKIN APPLIED EUROPE SPA | AHPNL-KIT-123016002
5012838 | DOOR SECTION-BLOCCO 123016-UTA 003 | 22844 | DAIKIN APPLIED EUROPE SPA | AHPNL-KIT-123016003
5012839 | PANEL SECTION-BLOCCO 123016-UTA 007 | 22844 | DAIKIN APPLIED EUROPE SPA | AHPN3_123016007
5012840 | DOOR SECTION-BLOCCO 123016-UTA 009 | 22844 | DAIKIN APPLIED EUROPE SPA | AHPNL-KIT-123016009
5012841 | DOOR SECTION-BLOCCO 123016-UTA 011 | 22844 | DAIKIN APPLIED EUROPE SPA | AHPNL-KIT-123016011
5012842 | DOOR SECTION-BLOCCO 123016-UTA 012 | 22844 | DAIKIN APPLIED EUROPE SPA | AHPNL-KIT-123016012
5012843 | DOOR SECTION-BLOCCO 123016-UTA 013 | 22844 | DAIKIN APPLIED EUROPE SPA | AHPNL-KIT-123016013
5012844 | DOOR SECTION-BLOCCO 123016-UTA 014 | 22844 | DAIKIN APPLIED EUROPE SPA | AHPNL-KIT-123016014
5012845 | DOOR SECTION-BLOCCO 123016-UTA 020 | 22844 | DAIKIN APPLIED EUROPE SPA | AHPNL-KIT-123016020
5012846 | DOOR SECTION-BLOCCO 123016-UTA 021 | 22844 | DAIKIN APPLIED EUROPE SPA | AHPNL-KIT-123016021
5012847 | DOOR SECTION-BLOCCO 123016-UTA 022 | 22844 | DAIKIN APPLIED EUROPE SPA | AHPNL-KIT-123016022
5012848 | DOOR SECTION-BLOCCO 123016-UTA 023 | 22844 | DAIKIN APPLIED EUROPE SPA | AHPNL-KIT-123016023
5012849 | DOOR SECTION-BLOCCO 123016-UTA 024 | 22844 | DAIKIN APPLIED EUROPE SPA | AHPNL-KIT-123016024
5012850 | DOOR SECTION-BLOCCO 123016-UTA 025 | 22844 | DAIKIN APPLIED EUROPE SPA | AHPNL-KIT-123016025
5012851 | PANEL SECTION-BLOCCO 123016-UTA 026 | 22844 | DAIKIN APPLIED EUROPE SPA | AHPNL-KIT-123016026
5012852 | DOOR SECTION-BLOCCO 123016-UTA 028 | 22844 | DAIKIN APPLIED EUROPE SPA | AHPNL-KIT-123016028
5012853 | DOOR SECTION-BLOCCO 123016-UTA 031 | 22844 | DAIKIN APPLIED EUROPE SPA | AHPNL-KIT-123016031
5012854 | MOTOR PROT.H.-BLOCCO 123016-UTA 033 | 22844 | DAIKIN APPLIED EUROPE SPA | AHDSHRIF0180
5012855 | MOTOR PROT.H.-BLOCCO 123016-UTA 033 | 22844 | DAIKIN APPLIED EUROPE SPA | AHLGKIT-PUNTOLUCE1
5012856 | SHUTTER-BLOCCO 123016-UTA 034 | 22844 | DAIKIN APPLIED EUROPE SPA | AHDP0600X0770AET1ZN
5012857 | DOOR-BLOCCO 131048-UTA 003 | 22844 | DAIKIN APPLIED EUROPE SPA | AHPNL-KIT-131048003
5012858 | ELECTRIC MOTOR AC 3Ph. 5.5 kW | 22844 | DAIKIN APPLIED EUROPE SPA | AHMT00550D132SA2PM1
5012862 | CABLE CONNECTION IP66 454-968 | 22844 | DAIKIN APPLIED EUROPE SPA | 131005088
5012863 | ANTI VIBRATION JOINT 1180 x 850 mm | 22844 | DAIKIN APPLIED EUROPE SPA | AHFC135016001-FLEX-2
5012864 | ANTI VIBRATION JOINT 1320 x 970 mm | 22844 | DAIKIN APPLIED EUROPE SPA | AHFC135016002-FLEX-2
5012865 | SIDE PANEL 1796 x 965 mm | 22844 | DAIKIN APPLIED EUROPE SPA | AHPN3_135016002
5012866 | OIL EMKARATE RL68H 20LT Can | 22844 | DAIKIN APPLIED EUROPE SPA | 132901008-SP
5012867 | PLANETELF ACD68W E.OIL/5LT CAN | 22844 | DAIKIN APPLIED EUROPE SPA | 132901010-SP
5012868 | CHECK VALVE 3122/9 D28 | 22844 | DAIKIN APPLIED EUROPE SPA | 131090002-1
5012869 | HPI PARTIAL HEAT RECOVERY KIT 2C | 22844 | DAIKIN APPLIED EUROPE SPA | 888101133
5012877 | POWER CABLE ASSY C1 HSA205 (4100)ALS(F) | 22844 | DAIKIN APPLIED EUROPE SPA | 135008456
5012878 | STAR SEAL FR3BS -Dia 214 | 22844 | DAIKIN APPLIED EUROPE SPA | 332101201
5012879 | PUMP LOWARA FCE50-160/3.0Kw.AP | 22844 | DAIKIN APPLIED EUROPE SPA | 132017002
5012897 | DAMPER COMPRES. RUBBER KIT | 22844 | DAIKIN APPLIED EUROPE SPA | ID8040746
5012899 | VENTILATION GRILLE PFA2000 | 22844 | DAIKIN APPLIED EUROPE SPA | 11720001000
5012900 | FILTER DriPak F5 592x592x305 | 22844 | DAIKIN APPLIED EUROPE SPA | AHFL-5221190612
5012901 | FILTER DriPak F5 592x287x305 | 22844 | DAIKIN APPLIED EUROPE SPA | AHFL-5221290312
5012902 | GRILLE PROTEC.CAINATO BACK | 22844 | DAIKIN APPLIED EUROPE SPA | 41000100207
5012903 | GRILLE PROTEC ELEC PANEL SIDE | 22844 | DAIKIN APPLIED EUROPE SPA | 41000100201
5012904 | GRILLE TRIANG.BACK.ACZC V 44 | 22844 | DAIKIN APPLIED EUROPE SPA | 41000100200[A]
5012905 | FUSE CAP SCREW WO01100 | 22844 | DAIKIN APPLIED EUROPE SPA | 131028082
5012906 | D0-FUSE BASE - WO31947 | 22844 | DAIKIN APPLIED EUROPE SPA | SP-131027033
5012907 | FUSE GAUGE RING 50A WO01549 | 22844 | DAIKIN APPLIED EUROPE SPA | SP-131028037
5012908 | FUSE BLOCK | 22844 | DAIKIN APPLIED EUROPE SPA | SP-131028101
5012909 | FUSE GAUGE RING 63A WO01550 | 22844 | DAIKIN APPLIED EUROPE SPA | SP-131028102
5012910 | FUSE DTIII gG 50A 500V 1232050 | 22844 | DAIKIN APPLIED EUROPE SPA | SP-131029100
5012911 | FUSE DTIII gG 63A 500V 1232063 | 22844 | DAIKIN APPLIED EUROPE SPA | SP-131029104
5012912 | PCB PCO3 LARGE UNPROGRAMMED | 22844 | DAIKIN APPLIED EUROPE SPA | AHMP-PCO3-LARGE-00
5012914 | EVAPORATOR EV32110099 10MM 115V PED | 22844 | DAIKIN APPLIED EUROPE SPA | 135004265-SP
5012922 | HEATING COIL-L1630A0803083020WO203-Cu2 | 22844 | DAIKIN APPLIED EUROPE SPA | AHCOI0103121014001
5012924 | COMPR.HSW179 2.2VR 690v/60.R134 115v | 22844 | DAIKIN APPLIED EUROPE SPA | M350999792
5012925 | EVAPORATOR EV27270066/17 10MM 115V PED | 22844 | DAIKIN APPLIED EUROPE SPA | 135004264-SP
5012926 | CONDENSER CB2731026 CUNI PED | 22844 | DAIKIN APPLIED EUROPE SPA | 133365806-SP
5012927 | STATOR 82kW 690V/60Hz | 22844 | DAIKIN APPLIED EUROPE SPA | M331563268
5012928 | INSUL.KIT FOR COMPR.MOTOR TERMINALS | 22844 | DAIKIN APPLIED EUROPE SPA | 888101127
5012931 | PUMP LOWARA FHE40-125/2.2Kw | 22844 | DAIKIN APPLIED EUROPE SPA | 132017040
5012953 | NEW CENTRIFUGAL TURBOCOR COMPRESSOR | 22844 | DAIKIN APPLIED EUROPE SPA | 190332
5012954 | COMPRESSOR ANTI-VIBRATION MOUNTING KIT | 22844 | DAIKIN APPLIED EUROPE SPA | 100066
5012955 | SAFETY VALVE 1" NPT 3030‐88C 19‐BAR/CE | 22844 | DAIKIN APPLIED EUROPE SPA | 131038286
5012956 | COMPR.CURRENT LIMITER TAI300 250/5A | 22844 | DAIKIN APPLIED EUROPE SPA | SP-132015147
5012957 | COMPRESSOR CURRENT LIMITER SIGNAL CONV. | 22844 | DAIKIN APPLIED EUROPE SPA | 131093090
5012958 | CONTR.PANEL VENTIL.FAN PF2000115 115VAC | 22844 | DAIKIN APPLIED EUROPE SPA | SP-132015148
5012959 | CONTR.PANEL VENTILATION FAN THERMOSTAT | 22844 | DAIKIN APPLIED EUROPE SPA | 17121000000
5012965 | EVAPORATOR EV32200099 10MM 115V PED | 22844 | DAIKIN APPLIED EUROPE SPA | 135004266-SP
5012966 | SCROLL COMPR.ZP182KQE-TFD-477-COPELAND | 22844 | DAIKIN APPLIED EUROPE SPA | 41000107001[A]
5012976 | EVAPORATOR EV40270099/11N2 20MM 115V PED | 22844 | DAIKIN APPLIED EUROPE SPA | 135004268-SP
5012977 | EVAPORATOR EV50361414/5NS 20MM PED | 22844 | DAIKIN APPLIED EUROPE SPA | 135004267-SP
5012979 | COMPRESSOR HS3122 VFD Variable VR | 22844 | DAIKIN APPLIED EUROPE SPA | VRF312222E4323Q8S-SP
5012980 | SAFETY VALVE 3/4" NPT 3030-66C 15,5Bar | 22844 | DAIKIN APPLIED EUROPE SPA | 131038305
5012981 | SAFETY VALVE 3/4" NPT 3030-66C 25,5Bar | 22844 | DAIKIN APPLIED EUROPE SPA | 131038304
5012982 | CRANKC.HEATER 400V/100W 12,7x210 | 22844 | DAIKIN APPLIED EUROPE SPA | 132012010
5012983 | "ADAPTER NIPPLE 4""" | 22844 | DAIKIN APPLIED EUROPE SPA | 131113019[A]
5012984 | COMPR.FULL GASKET KIT 3100 | 22844 | DAIKIN APPLIED EUROPE SPA | 95822-314
5012985 | COPPER FLEX 20x1x3 L=2MT | 22844 | DAIKIN APPLIED EUROPE SPA | ERI-552500
5012986 | COPPER FLEX 20x1x2 L=2MT | 22844 | DAIKIN APPLIED EUROPE SPA | ERI-552490
5012987 | COPPER FLEX 24x1x4 L=2MT | 22844 | DAIKIN APPLIED EUROPE SPA | ERI-552570
5012988 | COMPRESSOR HSW197 2.2VR 440/3/60 R134a | 22844 | DAIKIN APPLIED EUROPE SPA | M330565587
5012995 | POWER CABLE ASSY C2 OS 8F MNG | 22844 | DAIKIN APPLIED EUROPE SPA | 129640610-SS-C2
5012996 | FLAT CABLE 26PIN 2-134114-6 | 22844 | DAIKIN APPLIED EUROPE SPA | 129100009
5012997 | RIBBON CABLE 26P 654997B-02 | 22844 | DAIKIN APPLIED EUROPE SPA | 129100010
5012999 | EVAPORATOR EV40271212/7N2 20MM 115V PED | 22844 | DAIKIN APPLIED EUROPE SPA | 135004271-SP
5013000 | EVAPORATOR EV50331010/9NS 20MM PED | 22844 | DAIKIN APPLIED EUROPE SPA | 135004269-SP
5013001 | CONDENSER CB3531134/2P PED | 22844 | DAIKIN APPLIED EUROPE SPA | 135004270-SP
5013002 | SEAL-SERV.KIT SOL.V. EVRA32/40 032F2327 | 22844 | DAIKIN APPLIED EUROPE SPA | 032F2327
5013003 | CONDENSER COIL GUARD KIT 6F V/W 44F | 22844 | DAIKIN APPLIED EUROPE SPA | 41000199834-SP
5013046 | LIQ. RECEIVER ASSY RL2731170 30B PED | 22844 | DAIKIN APPLIED EUROPE SPA | 135004274-SP
5013049 | SHUT-OFF VALVE ALUMINUM 5' | 22844 | DAIKIN APPLIED EUROPE SPA | 10000107198A
5013052 | FUSE DTIII gG 30A 500V 1232030 | 22844 | DAIKIN APPLIED EUROPE SPA | SP-131029105
5013053 | GAUGE RING DIII 35A WO01548 | 22844 | DAIKIN APPLIED EUROPE SPA | SP-131028038
5013054 | BUS MOUNTED FUSE HOLDER - WO31954 | 22844 | DAIKIN APPLIED EUROPE SPA | SP-131028039
5013055 | FUSE CH10 aM 10A 500V 1422010 | 22844 | DAIKIN APPLIED EUROPE SPA | SP-131029106
5013062 | GASKET OIL SEPARATOR CVR 3100 | 22844 | DAIKIN APPLIED EUROPE SPA | M330879601
5013067 | COMPRESSOR HS3122 VFD Variable VR | 22844 | DAIKIN APPLIED EUROPE SPA | VRF312222E4323Q8S
5013068 | "SHUT-OFF VALVE 3""-2,633"" BUSH" | 22844 | DAIKIN APPLIED EUROPE SPA | 10000107125
5013069 | S.RE CHECK VALVE RITEPRO 7 mm | 22844 | DAIKIN APPLIED EUROPE SPA | 132010118
5013070 | RITEPRO DISC ASM 3 | 22844 | DAIKIN APPLIED EUROPE SPA | D31090202
5013071 | TEFLON SEAL ASSY 3 | 22844 | DAIKIN APPLIED EUROPE SPA | 132010003
5013072 | RITEPRO PIN 3 | 22844 | DAIKIN APPLIED EUROPE SPA | 332127801
5013074 | PUMP LOWARA FHE50-125/4.0Kw. | 22844 | DAIKIN APPLIED EUROPE SPA | 132017043
5013077 | STEAM CYLIND.BL0T4C00H2 45-90 Kg/h 400V | 22844 | DAIKIN APPLIED EUROPE SPA | BL0T4C00H2
5013078 | STEAM CYLIND.BL0T4D00H2 25-35 Kg/h 400V | 22844 | DAIKIN APPLIED EUROPE SPA | BL0T4D00H2
5013079 | EVAPORATOR EV40271111/9N2 20MM 115V PED | 22844 | DAIKIN APPLIED EUROPE SPA | 135004277-SP
5013080 | GAUGE RING WO01725 | 22844 | DAIKIN APPLIED EUROPE SPA | SP-131028040
5013087 | FLEX.TUBE PIPE KIT C2 PFS175:350 | 22844 | DAIKIN APPLIED EUROPE SPA | 221507046
5013088 | FLEX.TUBE PIPE KIT C1 PFS108:151 | 22844 | DAIKIN APPLIED EUROPE SPA | 221507047
5013089 | FLEX.TUBE PIPE KIT C1 PFS215:350 | 22844 | DAIKIN APPLIED EUROPE SPA | 221507048
5013096 | RELAY 120V 4 CONT.10A+BASE RPYA004A120LT | 22844 | DAIKIN APPLIED EUROPE SPA | SP-129100268
5013097 | TERMINAL BOX COVER GASKET | 22844 | DAIKIN APPLIED EUROPE SPA | 130609034
5013099 | CABLE ASSY AUX 4-6F.os M+F C1 | 22844 | DAIKIN APPLIED EUROPE SPA | 129640517-NEW-MF1
5013100 | CABLE ASSY AUX 4-6F.os M+F C2 | 22844 | DAIKIN APPLIED EUROPE SPA | 129640517-NEW-MF2
5013101 | CABLE ASSY AUX 4-6F.os M+F C1 + C2 | 22844 | DAIKIN APPLIED EUROPE SPA | 129640517-NEW-MF12
5013102 | EVAPORATOR EV40271111/9N2 20MM 115V PED | 22844 | DAIKIN APPLIED EUROPE SPA | 135004278-SP
5013104 | MANOMETER MAGNEHELIC O-1000 PA | 22844 | DAIKIN APPLIED EUROPE SPA | AHMAM0-1000PACDWAYER
5013109 | EVAPORATOR EV50271717/5N2 20MM 115V PED | 22844 | DAIKIN APPLIED EUROPE SPA | 135004310-SP
5013117 | CONDENSER COIL GUARDS KIT V 4F 44 | 22844 | DAIKIN APPLIED EUROPE SPA | 41000102080
5013118 | COMPRESSOR SOUND PROOF CABINET C1 | 22844 | DAIKIN APPLIED EUROPE SPA | 41000200012[B]
5013119 | COMPRESSOR SOUND PROOF CABINET C2 | 22844 | DAIKIN APPLIED EUROPE SPA | 41000200013[D]
5013120 | EVAPORATOR AREA GUARDS KIT V 4F 44 | 22844 | DAIKIN APPLIED EUROPE SPA | 41000199840[B]
5013121 | FAN MOTOR MOUNTING BRACKET | 22844 | DAIKIN APPLIED EUROPE SPA | 10000100048
5013122 | RE-FILL VALVE | 22844 | DAIKIN APPLIED EUROPE SPA | 553140
5013134 | ECON.PIPE FR3B-FR4A LONG 334 mm | 22844 | DAIKIN APPLIED EUROPE SPA | 10000105220[A]
5013137 | INVERTER COVER KIT 2C | 22844 | DAIKIN APPLIED EUROPE SPA | 888101134
5013138 | INVERTER COVER KIT 3C | 22844 | DAIKIN APPLIED EUROPE SPA | 888101135
5013155 | FLEX.TUBE DISCH. UP C1 | 22844 | DAIKIN APPLIED EUROPE SPA | 221506092
5013156 | FLEX.TUBE DISCH. LOW C1 | 22844 | DAIKIN APPLIED EUROPE SPA | 221506095
5013157 | FLEX.TUBE DISCH. UP C2 | 22844 | DAIKIN APPLIED EUROPE SPA | 221506093
5013158 | FLEX.TUBE DISCH. LOW C2 | 22844 | DAIKIN APPLIED EUROPE SPA | 221506091[B]
5013159 | SIZE 850 INVERTER RETRO SINUS | 22844 | DAIKIN APPLIED EUROPE SPA | 888001043
5013162 | COND.COIL (AC)LEFT 4500+1x3x14 50HOL | 22844 | DAIKIN APPLIED EUROPE SPA | 10000103098[C]-SP
5013163 | COND.COIL (AC)RIGHT4500+1x3x14 50HOL | 22844 | DAIKIN APPLIED EUROPE SPA | 10000103102[C]-SP
5013164 | EVAPORATOR EV32200099 10MM 115V PED | 22844 | DAIKIN APPLIED EUROPE SPA | 135004311
5013165 | COND.COIL (AL) SX 5400x3x14 50F | 22844 | DAIKIN APPLIED EUROPE SPA | 41000103172
5013166 | COND.COIL (AL) DX 5400x3x14 50F | 22844 | DAIKIN APPLIED EUROPE SPA | 41000103184
5013167 | TOP PANEL ISP SIDE 1200 VKB 500 | 22844 | DAIKIN APPLIED EUROPE SPA | 804470022
5013168 | TIME DELAY RELAY 24VDC 24-240VA RE11RAMU | 22844 | DAIKIN APPLIED EUROPE SPA | SP-132015217
5013169 | CELL FILTER G4 592x494x48 | 22844 | DAIKIN APPLIED EUROPE SPA | AHFL-4531002024
5013170 | BAG FILTER F7 592x488x290 | 22844 | DAIKIN APPLIED EUROPE SPA | AHFL-2262500059
5013171 | BAG FILTER F9 592x488x290 | 22844 | DAIKIN APPLIED EUROPE SPA | AHFL-2282500059
5013172 | ALUMINIUM COVER SEZ 4 | 22844 | DAIKIN APPLIED EUROPE SPA | AHCOP1504-136037001
5013173 | ALUMINIUM COVER SEZ 4 | 22844 | DAIKIN APPLIED EUROPE SPA | AHCOP1204-136037001
5013174 | ALUMINIUM COVER SEZ 5 | 22844 | DAIKIN APPLIED EUROPE SPA | AHCOP1405-136037001
5013175 | ALUMINIUM COVER SEZ 5 | 22844 | DAIKIN APPLIED EUROPE SPA | AHCOP1105-136037001
5013176 | COMPR. FR4AS 2.0 VFD 380/3/60 | 22844 | DAIKIN APPLIED EUROPE SPA | 236132084-SP
5013177 | EVAPORATOR EV50271616/5N2 20MM 115V PED | 22844 | DAIKIN APPLIED EUROPE SPA | 135004312-SP
5013178 | ELECTRIC HEATER 22kW | 22844 | DAIKIN APPLIED EUROPE SPA | AHEC0520X0970H221
5013179 | FILTER DRIER 3C.4413/M42AF | 22844 | DAIKIN APPLIED EUROPE SPA | 133304018-CASTEL
5013180 | OVHLD CONTR.BOARD 280-50 64K-UNPROGRAM | 22844 | DAIKIN APPLIED EUROPE SPA | R129100280
5013181 | CONDENSER COIL(AC) LEFT 9000x3x14 50HOL | 22844 | DAIKIN APPLIED EUROPE SPA | 10000103138[B]-SP
5013182 | CONDENSER COIL(AC) RIGHT 9000x3x14 50HOL | 22844 | DAIKIN APPLIED EUROPE SPA | 10000103142[B]-SP
5013183 | CONDENSER COIL 3-RC 1402 YA 50X169,7 SX | 22844 | DAIKIN APPLIED EUROPE SPA | 132013417
5013184 | CONDENSER COIL 3-RC 1402 YA 50X169,7 DX | 22844 | DAIKIN APPLIED EUROPE SPA | 132013421
5013185 | PULLEY 1SPA132mm | 22844 | DAIKIN APPLIED EUROPE SPA | AHPL132M1SPA1610FIS
5013186 | SIZE 239 INVERTER NO SINUS FILTER | 22844 | DAIKIN APPLIED EUROPE SPA | 888001058
5013187 | CONDENSER COIL(AL) LEFT 5400x3x14 50HOL | 22844 | DAIKIN APPLIED EUROPE SPA | 10000103105[C]-SP
5013188 | CONDENSER COIL(AL) RIGHT 5400x3x14 50HOL | 22844 | DAIKIN APPLIED EUROPE SPA | 10000103109[C]-SP
5013189 | TOP PANEL VFD BOX | 22844 | DAIKIN APPLIED EUROPE SPA | 10000100419
5013190 | 2V RIGID BAG FILTER- Class F7 592x287mm | 22844 | DAIKIN APPLIED EUROPE SPA | AHFL592X287F8G08RTD
5013191 | 2V RIGID BAG FILTER- Class F7 592x592mm | 22844 | DAIKIN APPLIED EUROPE SPA | AHFL592X592F8G08RTD
5013193 | CONTROL PANEL FOR ELEC COILS | 22844 | DAIKIN APPLIED EUROPE SPA | AHQEIA061111000
5013195 | PHE SWEP B35x64H(A.O)s.54/PED | 22844 | DAIKIN APPLIED EUROPE SPA | 132811172
5013196 | PHE DESUR.SWEP B35x38H(A.O)s.54/PED | 22844 | DAIKIN APPLIED EUROPE SPA | 132811170
5013197 | BRACKET 7032 PHE 6-8F/HPI | 22844 | DAIKIN APPLIED EUROPE SPA | 119405168
5013198 | SUPPORT 7032 PHE 6-8F/HPI | 22844 | DAIKIN APPLIED EUROPE SPA | 119405167
5013199 | CAPACITY INDICATOR KIT SS HS31/32 | 22844 | DAIKIN APPLIED EUROPE SPA | 95822-414
5013200 | EVAPORATOR EV32270088/9NS 20MM 230V PED | 22844 | DAIKIN APPLIED EUROPE SPA | 135004314
5013201 | D.O.L BAR (1bar) | 22844 | DAIKIN APPLIED EUROPE SPA | 132010061
5013203 | EVAPORATOR EV40271010/9NS 20MM 230V PED | 22844 | DAIKIN APPLIED EUROPE SPA | 135004315-SP
5013209 | CU TUBE CSP LIGHT set of 15pcs + crate | 22844 | DAIKIN APPLIED EUROPE SPA | AE0000055-SP
5013210 | CU TUBES BOX AE0000055(5013209 x 70pcs) | 22844 | DAIKIN APPLIED EUROPE SPA | 132007377
5013212 | MOTOR.PROT.KRIWAN INT69SC2 071-0684-00 | 22844 | DAIKIN APPLIED EUROPE SPA | SP-131072031
5013213 | ACTUATOR HANDLE QUADRANT | 22844 | DAIKIN APPLIED EUROPE SPA | AHCMCOM-MAN-DAMPS93
5013214 | TERMINAL COVER SET (6PCS) | 22844 | DAIKIN APPLIED EUROPE SPA | SP-132015231
5013216 | COMPR.HS3120VFD Variable VR | 22844 | DAIKIN APPLIED EUROPE SPA | VRF312022E4315Q6S
5013217 | COMPR.HS3122VFD Variable VR | 22844 | DAIKIN APPLIED EUROPE SPA | VRF312222E4318Q6S-SP
5013220 | CONTROL PANEL FAN IP54 115V | 22844 | DAIKIN APPLIED EUROPE SPA | SP-132015212
5013221 | EVAPORATOR EV40271212/7N2 20MM 115V PED | 22844 | DAIKIN APPLIED EUROPE SPA | 135004316-SP
5013223 | M/C STAR SUPPORT/FR4-205 | 22844 | DAIKIN APPLIED EUROPE SPA | M350235604
5013224 | CONTACT. 4KW AC230V 3RT25161AP00 | 22844 | DAIKIN APPLIED EUROPE SPA | SP-132015234
5013225 | CU-TUBE TU6CNCSL028142 | 22844 | DAIKIN APPLIED EUROPE SPA | 073238587
5013226 | FUSE NH00 160A gS 690V - 1564160 | 22844 | DAIKIN APPLIED EUROPE SPA | SP-131029123
5013227 | FUSE NH1 200A gS 690V - 1564200 | 22844 | DAIKIN APPLIED EUROPE SPA | SP-131029124
5013228 | FUSE NH1 250A gS 690V - 1564250 | 22844 | DAIKIN APPLIED EUROPE SPA | SP-131029125
5013229 | FUSE NH1 315A gS 690V - 1564315 | 22844 | DAIKIN APPLIED EUROPE SPA | SP-131029126
5013230 | FUSE NH2 350A gS 690V - 1564350 | 22844 | DAIKIN APPLIED EUROPE SPA | SP-131029127
5013231 | FUSE NH2 400A gS 690V - 1564400 | 22844 | DAIKIN APPLIED EUROPE SPA | SP-131029128
5013232 | FUSE NH2 450A gS 690V - 1564450 | 22844 | DAIKIN APPLIED EUROPE SPA | SP-131029129
5013233 | DOOR HANDLE | 22844 | DAIKIN APPLIED EUROPE SPA | SP-TEC-18847
5013234 | SPRING ISOLATOR 1AMC GREEN-405kg-M16 | 22844 | DAIKIN APPLIED EUROPE SPA | 133206135
5013334 | RESYS40 DIFF.RELAY 115VAC | 22844 | DAIKIN APPLIED EUROPE SPA | SP-132015235
5013335 | RECTANGULAR TOROIDE WR115X305 | 22844 | DAIKIN APPLIED EUROPE SPA | SP-132015236
5013336 | CONDENSER CB2721054/2P PED | 22844 | DAIKIN APPLIED EUROPE SPA | 135004317-SP
5013337 | CONDENSER HEAD COVER IRON CB273/2P | 22844 | DAIKIN APPLIED EUROPE SPA | 888101138
5013338 | CONDENSER HEAD IRON CB273 BLANK | 22844 | DAIKIN APPLIED EUROPE SPA | 888101139
5013339 | BELT TYPE SPA - LENGTH 1750mm | 22844 | DAIKIN APPLIED EUROPE SPA | AHCN1750M00SPAA1750
5013340 | BELT TYPE SPA - LENGTH 1650mm | 22844 | DAIKIN APPLIED EUROPE SPA | AHCN1650M00SPAA1650
5013342 | FILTER 610x508x 48 HMA - G2 | 22844 | DAIKIN APPLIED EUROPE SPA | AHFL-3200002024
5013343 | 2V RIGID BAG FILTER - Class F7 | 22844 | DAIKIN APPLIED EUROPE SPA | AHFL592X494F8G08RTD
5013344 | CYLINDER MQCS600 MAGG. D.77 | 22844 | DAIKIN APPLIED EUROPE SPA | 132009046
5013346 | EVAPORATOR EV40271111/9VS 20MM 115V PED | 22844 | DAIKIN APPLIED EUROPE SPA | 135004320-SP
5013348 | AUX.CABLE ASSY C1-2 ALS-F MALE/FEM | 22844 | DAIKIN APPLIED EUROPE SPA | 135008304-12MF
5013349 | AUX.CABLE ASSY C3-4 ALS-F MALE/FEM | 22844 | DAIKIN APPLIED EUROPE SPA | 135008307-34MF
5013350 | FAN BLADE | 22844 | DAIKIN APPLIED EUROPE SPA | 10000107009
5013351 | PLUG 90°- PAR.STAG.3P+N+T | 22844 | DAIKIN APPLIED EUROPE SPA | AHUQESPINAGEW3PNT
5013352 | ROOM UNIT INTERFACE POL822.60 | 22844 | DAIKIN APPLIED EUROPE SPA | AHQE-SPOL822-60-STD
5013353 | CRANKC.HEATER 70/90W-120V ZP090-ZP182 | 22844 | DAIKIN APPLIED EUROPE SPA | 41000107010
5013354 | EXPANSION VALVE ETS-50B 7/8"x7/8" | 22844 | DAIKIN APPLIED EUROPE SPA | 131009216
5013355 | HEATER TRANSITION 0.48OHM 350W | 22844 | DAIKIN APPLIED EUROPE SPA | 132012043
5013361 | FLANGE x CHECK VALVE RITEPRO | 22844 | DAIKIN APPLIED EUROPE SPA | 132010091
5013362 | BELT TYPE SPA - LENGTH 925mm | 22844 | DAIKIN APPLIED EUROPE SPA | AHCN0925M00SPAA0925
5013363 | CONDENSER CB2731058 PED | 22844 | DAIKIN APPLIED EUROPE SPA | 135004321-SP
5013364 | EVAPORATOR EV32200088 20MM 230V PED | 22844 | DAIKIN APPLIED EUROPE SPA | 135004322-SP
5013365 | FILTER G3 494x592x48 | 22844 | DAIKIN APPLIED EUROPE SPA | AHFL-3702002024
5013366 | FILTER 305x610x149 Varicel M-Pak - F6 | 22844 | DAIKIN APPLIED EUROPE SPA | AHFL-2761100002
5013367 | FILTER 610x610x149 Varicel M-Pak - F6 | 22844 | DAIKIN APPLIED EUROPE SPA | AHFL-2761100015
5013368 | FILTER 305x610x149 Varicel M-Pak - F8 | 22844 | DAIKIN APPLIED EUROPE SPA | AHFL-2781100002
5013369 | FILTER 610x610x149 Varicel M-Pak - F8 | 22844 | DAIKIN APPLIED EUROPE SPA | AHFL-2781100015
5013370 | FILTER 400x500x48 MQZ-G4 | 22844 | DAIKIN APPLIED EUROPE SPA | AHFL400X500F1D00MQZ
5013371 | COND.COIL AL-3R-DX/HZ35-40-HR55:75 | 22844 | DAIKIN APPLIED EUROPE SPA | 135710036
5013456 | SOFT STARTER INTEA 100A SSS100IS401D00 | 22844 | DAIKIN APPLIED EUROPE SPA | 131093092
5013484 | EVAPORATOR E2609-226(BE)STD-PED-PFS249 | 22844 | DAIKIN APPLIED EUROPE SPA | E2609-226(BE)
5013485 | CONDENSER C2609-335(DN)ST-PED-PFS249 | 22844 | DAIKIN APPLIED EUROPE SPA | C2609-335(DN)
5013488 | EVAPORATOR EV27110077 10MM 115V PED | 22844 | DAIKIN APPLIED EUROPE SPA | 135004323-SP
5013489 | MAIN SWITCH 3X1000A | 22844 | DAIKIN APPLIED EUROPE SPA | SP-132015238
5013595 | COMPRESS.-TT300-B5-1-ST-P-O-CE | 22844 | DAIKIN APPLIED EUROPE SPA | 140042-3
5013617 | RUBBER AVM 203X203 WSC | 22844 | DAIKIN APPLIED EUROPE SPA | 735970807
5013618 | EQUALIZER OIL C1-2/new PFS DUAL | 22844 | DAIKIN APPLIED EUROPE SPA | 221507013[C]
5013620 | COMPR FR3BL 2.0 VFD 380/3/60 | 22844 | DAIKIN APPLIED EUROPE SPA | 236122885-SP
5013621 | TUBE VLV-COMPR.2 AGR95:110STLN | 22844 | DAIKIN APPLIED EUROPE SPA | 215507016
5013622 | EMKARATE RL32-3MAF 5L CAN | 22844 | DAIKIN APPLIED EUROPE SPA | 132901037
5013623 | EVAPORATOR EV27270066/13NS 20MM 230V PED | 22844 | DAIKIN APPLIED EUROPE SPA | 135004325-SP
5013625 | CLOSURE PANEL FANS LEFT | 22844 | DAIKIN APPLIED EUROPE SPA | 41000100553[C]
5013626 | CLOSURE PANEL FANS RIGHT | 22844 | DAIKIN APPLIED EUROPE SPA | 41000100554[C]
5013627 | FLAT ROOF KIT JCB INRA AVIGNON | 22844 | DAIKIN APPLIED EUROPE SPA | AHU-KITSP-131036001
5013630 | 2 WAY VALVE DN 32 KVS 16 | 22844 | DAIKIN APPLIED EUROPE SPA | AHQE2V-VVP45-32-16-
5013631 | 2 WAY VALVE DN 50 KVS40 | 22844 | DAIKIN APPLIED EUROPE SPA | AHQE2V-0000VVG41-40
5013633 | FAN SUPPLY NTHZ 710 T2L-A WITH FLANGE | 22844 | DAIKIN APPLIED EUROPE SPA | AHFA2B1NTHZ0710T2L2
5013634 | SUPPORT BEAM | 22844 | DAIKIN APPLIED EUROPE SPA | AHAPFAN80_122028002
5013663 | MAIN SWITCH 3X250A FUSED | 22844 | DAIKIN APPLIED EUROPE SPA | SP-132015239
5013664 | EVAPORATOR EV40271010/13NS 10MM 115V PED | 22844 | DAIKIN APPLIED EUROPE SPA | 135004326-SP
5013665 | LIQUID RECEIVER SUPPORT PLATE/MNG-HP | 22844 | DAIKIN APPLIED EUROPE SPA | 119405143
5013671 | CONDENSER COIL (AC) SX 2700x2x16 44F/3F | 22844 | DAIKIN APPLIED EUROPE SPA | 135003378[B]-SP
5013673 | CIRC.BREAKER 230/400V 16A 5SY6116-7 | 22844 | DAIKIN APPLIED EUROPE SPA | SP-132015218
5013674 | LOW NOISE CABINET As.1 LN 7032 8F.HPI-SU | 22844 | DAIKIN APPLIED EUROPE SPA | 239555028[B]
5013675 | BASE SECTION SP-TRC JAN-2014 UTA UFFI | 22844 | DAIKIN APPLIED EUROPE SPA | AHSP-KIT-1138010010
5013678 | COIL 24V 50HZ 10W | 22844 | DAIKIN APPLIED EUROPE SPA | 131066031
5013680 | INVERT.KEB560KW-35F5AAP-900 MASTER+SLAVE | 22844 | DAIKIN APPLIED EUROPE SPA | 35.F5.AAP-900D
5013682 | CONDENSER COIL(AL)DX 4500x2x16(44F)10F/B | 22844 | DAIKIN APPLIED EUROPE SPA | 135003413[B]-SP
5013683 | CONDENSER COIL(AL)SX 4500x2x16(44F)10F/B | 22844 | DAIKIN APPLIED EUROPE SPA | 135003409[B]-SP
5013684 | CONDENSER COIL(AL+K712)DX 3600x3x14 44F | 22844 | DAIKIN APPLIED EUROPE SPA | 135003365-UV[C]-SP
5013685 | CONDENSER COIL(AL+K712)SX 3600x3x14 44F | 22844 | DAIKIN APPLIED EUROPE SPA | 135003361-UV[C]-SP
5013690 | REMOTE BOX CSCIII-max. 6 units | 22844 | DAIKIN APPLIED EUROPE SPA | 129150137-S
5013691 | KIT 6 CABLES FUSE to SOFT STARTER | 22844 | DAIKIN APPLIED EUROPE SPA | SP-132015247
5013732 | CONDENSER COIL (AC) SX 3600x3x14 44F | 22844 | DAIKIN APPLIED EUROPE SPA | 41000103061-SP
5013733 | CONDENSER COIL (AC) DX 3600x3x14 44F | 22844 | DAIKIN APPLIED EUROPE SPA | 41000103073-SP
5013735 | POWER DOOR DX MNG-HPI 3C | 22844 | DAIKIN APPLIED EUROPE SPA | 119406062
5013741 | BOLT M12X110 UNI5737-10.9 | 22844 | DAIKIN APPLIED EUROPE SPA | 130330666
5013742 | COMPR.SUCTION LINE BALL VALVE D67 | 22844 | DAIKIN APPLIED EUROPE SPA | 073055601
5013743 | HIGH PRESSURE GAUGE 0-60 Bar | 22844 | DAIKIN APPLIED EUROPE SPA | 132203014
5013744 | BALL VALVE D42 6590/M42-Castel | 22844 | DAIKIN APPLIED EUROPE SPA | 130814068[A]
5013745 | FUSE CH22 gG 50A 690V 1441050 | 22844 | DAIKIN APPLIED EUROPE SPA | SP-131029107
5013746 | FUSE CH22 gG 63A 690V 1441063 | 22844 | DAIKIN APPLIED EUROPE SPA | SP-131029108
5013747 | FUSE CH22 gG 80A 500V 1441080 | 22844 | DAIKIN APPLIED EUROPE SPA | SP-131029109
5013748 | FUSE CH22 gG 100A 500V 1441099 | 22844 | DAIKIN APPLIED EUROPE SPA | SP-131029110
5013749 | FUSE CH10 aM 8A 500V 1422008 | 22844 | DAIKIN APPLIED EUROPE SPA | SP-131029111
5013750 | FUSE CH 10.3x38 gG 12A 1420012 | 22844 | DAIKIN APPLIED EUROPE SPA | SP-131029112
5013751 | FUSE CH 10.3x38 gG 6A 1422006 | 22844 | DAIKIN APPLIED EUROPE SPA | SP-131029113
5013752 | FUSE CH 10.3x38 gG 4A 1422004 | 22844 | DAIKIN APPLIED EUROPE SPA | SP-131029114
5013753 | FUSE CH 10.3x38 gG 16A 1422016 | 22844 | DAIKIN APPLIED EUROPE SPA | SP-131029115
5013754 | FUSE CH 10.3x38 gG 20A 1422020 | 22844 | DAIKIN APPLIED EUROPE SPA | SP-131029116
5013755 | FUSE CH 10.3x38 gG 25A 1422025 | 22844 | DAIKIN APPLIED EUROPE SPA | SP-131029117
5013756 | FUSE CH22 gG 40A 690V 1441040 | 22844 | DAIKIN APPLIED EUROPE SPA | SP-131029118
5013757 | FUSE CH 10.3x38 gG 6A 1422006 | 22844 | DAIKIN APPLIED EUROPE SPA | SP-131029119
5013758 | FUSE CH 10.3x38 gG 32A 1421032 | 22844 | DAIKIN APPLIED EUROPE SPA | SP-131029103
5013759 | FUSE CH 10.3x38 gG 40A 1420040 | 22844 | DAIKIN APPLIED EUROPE SPA | SP-131029121
5013760 | FUSE DTIII gG 40A 500V 1232040 | 22844 | DAIKIN APPLIED EUROPE SPA | SP-131029122
5013761 | CIRC.BREAKER 230/400V 20A 5SY6120-7 | 22844 | DAIKIN APPLIED EUROPE SPA | SP-132015219
5013762 | CONTACTOR 3RT2015-1AF01 | 22844 | DAIKIN APPLIED EUROPE SPA | SP-132015220
5013763 | CIRC.BREAK. 36..45A 3RV1031-4GA10 | 22844 | DAIKIN APPLIED EUROPE SPA | SP-132015221
5013764 | CIRC.BREAK. 40..50A 3RV1031-4HA10 | 22844 | DAIKIN APPLIED EUROPE SPA | SP-132015222
5013765 | CIRC.BREAK. 57..75A 3RV1041-4KA10 | 22844 | DAIKIN APPLIED EUROPE SPA | SP-132015223
5013766 | CIRC.BREAK. 70..90A 3RV1041-4LA10 | 22844 | DAIKIN APPLIED EUROPE SPA | SP-132015224
5013767 | AUX.SWITCH 3RV1901-1E | 22844 | DAIKIN APPLIED EUROPE SPA | SP-132015225
5013768 | CIRC.BREAKER 3.2A 3RV2011-1DA15 | 22844 | DAIKIN APPLIED EUROPE SPA | SP-132015226
5013769 | CIRC.BREAKER 6.3A 3RV2011-1GA15 | 22844 | DAIKIN APPLIED EUROPE SPA | SP-132015227
5013770 | CIRC.BREAK. 28..40A 3RV1031-4FA10 | 22844 | DAIKIN APPLIED EUROPE SPA | SP-132015228
5013771 | CIRC.BREAKER 5A 3RV2011-1FA15 | 22844 | DAIKIN APPLIED EUROPE SPA | SP-132015229
5013772 | CIRC.BREAKER 10A 3RV2011-1JA15 | 22844 | DAIKIN APPLIED EUROPE SPA | SP-132015230
5013773 | MAIN SWITCH VC3P/3P-315A | 22844 | DAIKIN APPLIED EUROPE SPA | SP-TEC-VC3P315A
5013779 | SIDE WRAP PLATE 3C | 22844 | DAIKIN APPLIED EUROPE SPA | 10000100173
5013781 | SP - 12-3519 CAF PINTURA COIL | 22844 | DAIKIN APPLIED EUROPE SPA | AHU-KITSP-126009001
5013782 | EXPANSION VALVE.GR.1 EV4027 12F | 22844 | DAIKIN APPLIED EUROPE SPA | 10000104474-SP
5013783 | EXPANSION VALVE.GR.2 EV4027 12F | 22844 | DAIKIN APPLIED EUROPE SPA | 888101141
5013784 | CNT-TEMP.SENSOR NTC 10k | 22844 | DAIKIN APPLIED EUROPE SPA | AHQE400-QAM2130-040
5013785 | EVAPORATOR EV32110066 10MM 220V PED | 22844 | DAIKIN APPLIED EUROPE SPA | 135004328-SP
5013786 | EVAPORATOR EV32110088 10MM 220V PED | 22844 | DAIKIN APPLIED EUROPE SPA | 135004329-SP
5013787 | EVAPORATOR EV32270077/11NS 20MM 220V PED | 22844 | DAIKIN APPLIED EUROPE SPA | 135004330-SP
5013788 | FILTER PERFECT PLEAT ULTRA Eff.G4 di | 22844 | DAIKIN APPLIED EUROPE SPA | AHFL289X594A9DPPULT
5013789 | SOFT-START INTEA 170A SSS170IS401D0 | 22844 | DAIKIN APPLIED EUROPE SPA | 131093093
5013792 | CONTROL BOX ASSY (inclus.electr.parts) | 22844 | DAIKIN APPLIED EUROPE SPA | 11EMSDAO0010[A]-SP
5013793 | CASING CONTROL BOX ASSY | 22844 | DAIKIN APPLIED EUROPE SPA | 11EMSDAO0010[A]-EMSP
5013794 | AIR QUALITY SENSOR QPM2100 | 22844 | DAIKIN APPLIED EUROPE SPA | AHQE-AIRQUA-QPM2100
5013795 | DIFF.PRESS.SENS.250/500 Pa-Cod.QBM2030-5 | 22844 | DAIKIN APPLIED EUROPE SPA | AHQEAIRSENQBM66-202
5013796 | ADDITIONAL TAPPING POINT N 910/90 | 22844 | DAIKIN APPLIED EUROPE SPA | AHPPANYL9DUMBO
5013797 | GLASS TRANSPARENT TUBE 5X8 | 22844 | DAIKIN APPLIED EUROPE SPA | AHPPTUBOVITREO5X8
5013798 | TIME DELAY RELAY 24-240VAC/DC RE17LAMW | 22844 | DAIKIN APPLIED EUROPE SPA | SP-132015248
5013884 | MTR+BLADE FN080‐ADA.6N.V7P2 | 22844 | DAIKIN APPLIED EUROPE SPA | 141650
5013895 | CONDENSER COIL (AL) DX 3600x3x14 44F/4F | 22844 | DAIKIN APPLIED EUROPE SPA | 135003365-BLYGOLD-SP
5013896 | CONDENSER COIL (AL) SX 3600x3x14 44F/4F | 22844 | DAIKIN APPLIED EUROPE SPA | 135003361-BLYGOLD-SP
5013897 | OIL RESTRICTOR WASHER OD41.15mm-ID30mm | 22844 | DAIKIN APPLIED EUROPE SPA | 41000107013
5013898 | MODIF.KIT AHU-1137003001 | 22844 | DAIKIN APPLIED EUROPE SPA | AHSP-KIT-1137003001
5013899 | MODIF.KIT AHU-1137003002 | 22844 | DAIKIN APPLIED EUROPE SPA | AHSP-KIT-1137003002
5013900 | MODIF.KIT AHU-1137003003 | 22844 | DAIKIN APPLIED EUROPE SPA | AHSP-KIT-1137003003
5013901 | COND.COIL (AC) DX 3600x2x16 44F/4F | 22844 | DAIKIN APPLIED EUROPE SPA | 135003406[B]-SP
5013902 | COND COIL (AC) SX 3600x2x16 44F/4F | 22844 | DAIKIN APPLIED EUROPE SPA | 135003402[B]-SP
5013903 | EVAPORATOR EV50270999/5VS 10MM 115V PED | 22844 | DAIKIN APPLIED EUROPE SPA | 135004332-SP
5013904 | EVAPORATOR EV5519101010 20MM BRINE PED | 22844 | DAIKIN APPLIED EUROPE SPA | 135004331-SP
5013905 | BOX INVERTER DUAL 75KW (2 inverters) | 22844 | DAIKIN APPLIED EUROPE SPA | 139699156
5013906 | COMPRESSOR FULL GASKET SET | 22844 | DAIKIN APPLIED EUROPE SPA | 128810936
5013907 | INVERTER EMI FILTER | 22844 | DAIKIN APPLIED EUROPE SPA | 129623122
5013908 | INVERTER LINE REACTOR | 22844 | DAIKIN APPLIED EUROPE SPA | 10EPI0900002
5013909 | PUMP INVERTER 18KW | 22844 | DAIKIN APPLIED EUROPE SPA | 10EPI0000058
5013910 | RELAY 2967060 | 22844 | DAIKIN APPLIED EUROPE SPA | SP-132015249
5013911 | CONTACTOR 3RT2016-1AP01 | 22844 | DAIKIN APPLIED EUROPE SPA | SP-132015250
5013912 | FAN INVERTER ABB 2.2KW ACS320-03E-05A6-4 | 22844 | DAIKIN APPLIED EUROPE SPA | 131093095
5013913 | FAN INVERTER ABB 4KW ACS320-03E-08A8-4 | 22844 | DAIKIN APPLIED EUROPE SPA | 131093096
5013914 | CIRC.BREAKER 3.5~5A 3RV2011-1FA10 | 22844 | DAIKIN APPLIED EUROPE SPA | SP-132015251
5013915 | CIRC.BREAKER 20~25A 3RV2021-4DA10 | 22844 | DAIKIN APPLIED EUROPE SPA | SP-132015252
5013916 | CIRC.BREAKER 14~20A 3RV2021-4BA10 | 22844 | DAIKIN APPLIED EUROPE SPA | SP-132015253
5013922 | COND.COIL (AC) DX 5400x3x14 44F 12F | 22844 | DAIKIN APPLIED EUROPE SPA | 135003539[C]-SP
5013923 | COND.COIL (AC) SX 5400x3x14 44F 12F | 22844 | DAIKIN APPLIED EUROPE SPA | 135003535[C]-SP
5013924 | COND.COIL (AC) DX 3600x3x14 44F/4F | 22844 | DAIKIN APPLIED EUROPE SPA | 135003366[C]-SP
5013925 | COND.COIL (AC) SX 3600x3x14 44F/4F | 22844 | DAIKIN APPLIED EUROPE SPA | 135003362[C]-SP
5013926 | POLYSEAL FILTER PROFILE KIT | 22844 | DAIKIN APPLIED EUROPE SPA | AHSP-KIT-1137001001
5013928 | EVAPORATOR EV27270088/NS 20MM 230V PED | 22844 | DAIKIN APPLIED EUROPE SPA | 135004333-SP
5013936 | COND.COIL-EVAPdxAC 3600x3x14 VER | 22844 | DAIKIN APPLIED EUROPE SPA | 135003547-VERT-SP
5013937 | COND.COIL-EVAPdxAC 3600x3x14 INC | 22844 | DAIKIN APPLIED EUROPE SPA | 135003547-INCL-SP
5013938 | COND.COIL-EVAPsxAC 3600x3x14 INC | 22844 | DAIKIN APPLIED EUROPE SPA | 135003543-INCL-SP
5013939 | COND.COIL-EVAPsxAC 3600x3x14 VER | 22844 | DAIKIN APPLIED EUROPE SPA | 135003543-VERT-SP
5013940 | ELECTRIC HEATER 2040X2440 70KW | 22844 | DAIKIN APPLIED EUROPE SPA | AHEC2040X2440H704
5013944 | EVAPORATOR PROT.GRILLE KIT | 22844 | DAIKIN APPLIED EUROPE SPA | 41000199843[A]-EVAP
5013945 | CONDENSER COIL AC-3R-DX/6F-XN/100-110-HA | 22844 | DAIKIN APPLIED EUROPE SPA | 135700013-SP
5013946 | CONDENSER COIL AC-3R-SX/6F-XN/100-110-HA | 22844 | DAIKIN APPLIED EUROPE SPA | 135700009-SP
5013947 | SPARE PANEL ISP.SUP.VKB750-500 | 22844 | DAIKIN APPLIED EUROPE SPA | 829030290X
5013948 | SPARE PANEL ISP.INF.VKB750-500 | 22844 | DAIKIN APPLIED EUROPE SPA | 829030304X
5013951 | OIL RETURN PIPE 4200 WITH S.GLASS | 22844 | DAIKIN APPLIED EUROPE SPA | 000017013-RIC
5013952 | EVAPORATOR EV32110099 10MM 115V PED R407 | 22844 | DAIKIN APPLIED EUROPE SPA | 135004334-SP
5013953 | COPPER BAR 30x10 L=103 | 22844 | DAIKIN APPLIED EUROPE SPA | 30X10L103
5013954 | KIT PUMP FHE 50-125/22 SPK2 | 22844 | DAIKIN APPLIED EUROPE SPA | 41000106526[A]-SP
5013955 | KIT PUMP FHE 50-125/30 SPK3 | 22844 | DAIKIN APPLIED EUROPE SPA | 41000106527[A]-SP
5013956 | KIT PUMP FHE 50-125/40 SPK4 | 22844 | DAIKIN APPLIED EUROPE SPA | 41000106528[A]-SP
5013957 | BOLT AND WASHER KIT X TERMINAL | 22844 | DAIKIN APPLIED EUROPE SPA | 128810950
5013958 | CABLE ASSY 08 FAN – ECONOMIZZATA | 22844 | DAIKIN APPLIED EUROPE SPA | 10EMENAC0005
5013959 | CABLE ASSY 31xx - 08 FAN | 22844 | DAIKIN APPLIED EUROPE SPA | 10EMENCC0002
5013960 | ELECTROMOT.300N AC/DC24V 0-10V SSC619 | 22844 | DAIKIN APPLIED EUROPE SPA | AHQE-300N-000SSC619
5013961 | 3 WAY VALVE DN25 KVS6.3 VXP45.25-6,3 | 22844 | DAIKIN APPLIED EUROPE SPA | AHQE3V-VXP45-25-6-3
5013962 | 3 WAY VALVE DN32 KVS16 VXP45.32-16 | 22844 | DAIKIN APPLIED EUROPE SPA | AHQE3V-VXP45-32-16-
5013963 | ELECTROMOT.400N AC24V 0-10V ART. SQS65 | 22844 | DAIKIN APPLIED EUROPE SPA | AHQE-400N-0000SQS65
5013964 | 3 WAY VALVE DN40 KVS25 VXG44.40-25 | 22844 | DAIKIN APPLIED EUROPE SPA | AHQE3V-VXG44-40-25
5013965 | HANDLE EASY 25 - MCQUAY.013 | 22844 | DAIKIN APPLIED EUROPE SPA | AHMG25A2NMFG140-016
5013966 | INVERTER KEB 22 Kw. IP20 | 22844 | DAIKIN APPLIED EUROPE SPA | 18.F5.C3G-340F
5013967 | CONDENSER COIL (AL) SX 3600x2x16 44F | 22844 | DAIKIN APPLIED EUROPE SPA | 41000103052[A]-SP
5013968 | CONDENSER COIL (AL) DX 3600x2x16 44F | 22844 | DAIKIN APPLIED EUROPE SPA | 41000103056[A]-SP
5013969 | STAR SEAL FR4AL (263 Dia) | 22844 | DAIKIN APPLIED EUROPE SPA | 332110402
5013970 | ELECTRIC HEATER SPARE PART KIT | 22844 | DAIKIN APPLIED EUROPE SPA | AHSP-KIT-1112048001
5013971 | PF32.000 FAN/FLTR IP54 115VAC | 22844 | DAIKIN APPLIED EUROPE SPA | 11632151055
5014004 | FILTER EPCOS IT 600A 50KA | 22844 | DAIKIN APPLIED EUROPE SPA | 129623123
5014009 | FUSE CH10gG 20A 10.3X38 | 22844 | DAIKIN APPLIED EUROPE SPA | 131029061
5014026 | FAN MOTOR NPA400 S.4 - 4.00KW 2Pole IE2 | 22844 | DAIKIN APPLIED EUROPE SPA | AHFP1P1A0400S40040B
5014027 | EVAPORATOR EV40211010/7N2 20MM 115V PED | 22844 | DAIKIN APPLIED EUROPE SPA | 135004336-SP
5014028 | STAR SEAL FR4AS (241 Dia) | 22844 | DAIKIN APPLIED EUROPE SPA | 332110401
5014029 | ROTOR/SHAFT ASSY FR4AS | 22844 | DAIKIN APPLIED EUROPE SPA | 236163001
5014030 | CONTROL DOOR HPI 3C | 22844 | DAIKIN APPLIED EUROPE SPA | 119406064
5014037 | CONDENSER COIL (AC) SX 4500x3x17 44F | 22844 | DAIKIN APPLIED EUROPE SPA | 41000103109-SP
5014038 | CONDENSER COIL (AC) DX 4500x3x17 44F | 22844 | DAIKIN APPLIED EUROPE SPA | 41000103121-SP
5014039 | PHE S400T-62 20MM INSUL | 22844 | DAIKIN APPLIED EUROPE SPA | 137013056
5014047 | OIL TUBE C1 PRX.2 R410a | 22844 | DAIKIN APPLIED EUROPE SPA | 225010797-SP
5014048 | OIL TUBE C2 PRX.2 R410a | 22844 | DAIKIN APPLIED EUROPE SPA | 225010798-SP
5014049 | KEYPAD INVERTER ABB | 22844 | DAIKIN APPLIED EUROPE SPA | 131093097
5014051 | PROTECTION IP20 X BASE NH3 WO33419 | 22844 | DAIKIN APPLIED EUROPE SPA | 131028043
5014052 | CONTR.CABLE ASSY COMPR. C1 AWS2/3 | 22844 | DAIKIN APPLIED EUROPE SPA | 10000110065[G]
5014053 | CONTR.CABLE ASSY COMPR. C2 AWS2/3 | 22844 | DAIKIN APPLIED EUROPE SPA | 10000110066[G]
5014054 | CLOSING PANEL DX ACZH | 22844 | DAIKIN APPLIED EUROPE SPA | 41000100550[A]
5014055 | TERMINAL BAR CONNECTION COVER | 22844 | DAIKIN APPLIED EUROPE SPA | SP-132015113
5014056 | TERMINAL COVER TRANSPARENT | 22844 | DAIKIN APPLIED EUROPE SPA | 3TX65263B
5014085 | MOTOR AC 0,04 kW - 400V - 3 ph | 22844 | DAIKIN APPLIED EUROPE SPA | AHHW-ACMOTOR2040186
5014086 | "SAF.VALVE HANSA 33bar/K66 1/2"" NPT" | 22844 | DAIKIN APPLIED EUROPE SPA | 131038014
5014087 | EVAPORATOR EV50270999/5VS 10MM 115V PED | 22844 | DAIKIN APPLIED EUROPE SPA | 135004375-SP
5014089 | "TUBE FIN CU 108""""GEWA 3/4"" x 50pcs" | 22844 | DAIKIN APPLIED EUROPE SPA | 330441407X50PCS
5014094 | EVAPORATOR EV50361515/5N2 10MM 115V DNV | 22844 | DAIKIN APPLIED EUROPE SPA | 135004376-SP
5014095 | CONDENSER CB4531254/2PNS DNV | 22844 | DAIKIN APPLIED EUROPE SPA | 135004377-SP
5014096 | CIRCUIT BREAKER T7VG 800 PR231/P | 22844 | DAIKIN APPLIED EUROPE SPA | SP-132015281
5014097 | TRANSFORMER 690/115V 2500A | 22844 | DAIKIN APPLIED EUROPE SPA | SP-131045154
5014098 | CIRCUIT BREAKER 5SP9220-7KC47 | 22844 | DAIKIN APPLIED EUROPE SPA | SP-132015282
5014101 | FUSE NH00C gG 25A 690V- 1600525 | 22844 | DAIKIN APPLIED EUROPE SPA | SP-131029134
5014109 | HANDLE KIT AWS 3C | 22844 | DAIKIN APPLIED EUROPE SPA | 888101158
5014110 | PUMP KIT (SPK1) 4Fan ACH232 | 22844 | DAIKIN APPLIED EUROPE SPA | 41000106106[A]-SP
5014111 | PUMP KIT (SPK2) 4Fan ACH232 | 22844 | DAIKIN APPLIED EUROPE SPA | 41000106105[A]-SP
5014112 | PUMP LOWARA FHE50-125/2.2Kw | 22844 | DAIKIN APPLIED EUROPE SPA | 132017041
5014113 | PUMP KIT (SPK3) 4Fan ACH232 | 22844 | DAIKIN APPLIED EUROPE SPA | 41000106107-SP
5014114 | PUMP LOWARA FHE50-125/3.0Kw | 22844 | DAIKIN APPLIED EUROPE SPA | 132017042
5014115 | PUMP KIT (SPK4) 4Fan ACH232 | 22844 | DAIKIN APPLIED EUROPE SPA | 41000106108-SP
5014136 | GRILLE CABINET KIT WHB085~159 | 22844 | DAIKIN APPLIED EUROPE SPA | 238810020-SP
5014161 | OIL RESTRICTOR WASHER OD41.15mm-ID35mm | 22844 | DAIKIN APPLIED EUROPE SPA | 41000107011
5014162 | OIL RESTRICTOR WASHER OD41.15mm-ID32mm | 22844 | DAIKIN APPLIED EUROPE SPA | 41000107012
5014163 | OIL RESTRICTOR WASHER OD41.15mm-ID28mm | 22844 | DAIKIN APPLIED EUROPE SPA | 41000107014
5014164 | KIT SPARE PARTS AHU 141399001 | 22844 | DAIKIN APPLIED EUROPE SPA | AHSP-KIT-1141399001
5014165 | EVAPORATOR EV27270066 | 22844 | DAIKIN APPLIED EUROPE SPA | 133365702-A-SP
5014167 | WATER INLET CONNECTION WHB | 22844 | DAIKIN APPLIED EUROPE SPA | 132099903[A]
5014168 | WATER OUTLET CONNECTION WHB | 22844 | DAIKIN APPLIED EUROPE SPA | 132099902
5014169 | DIFF.PRESS.CONTROLLER DPC200-EP1000 | 22844 | DAIKIN APPLIED EUROPE SPA | AHQE-EC0-10V-0-1000
5014171 | CONDENSER CB2715062/2PNS 10MM PED | 22844 | DAIKIN APPLIED EUROPE SPA | 135004339-SP
5014172 | EVAPORATOR EV27270077/11N2 20MM 230V PED | 22844 | DAIKIN APPLIED EUROPE SPA | 135004340-SP
5014173 | EVAPORATOR EV32270099/7NS 10MM 230V PED | 22844 | DAIKIN APPLIED EUROPE SPA | 135004341-SP
5014174 | EVAPORATOR EV32270077/11NS 20MM 230V PED | 22844 | DAIKIN APPLIED EUROPE SPA | 135004338-SP
5014175 | COND.COIL CU 2R-SX/AGR65:80-30-35 | 22844 | DAIKIN APPLIED EUROPE SPA | 132013602-SP
5014176 | COND.COIL CU-2R-DX/AGR65:80-30-35 | 22844 | DAIKIN APPLIED EUROPE SPA | 132013606-SP
5014177 | ACTUATOR 800N-AC/DC24V SAX619.03 | 22844 | DAIKIN APPLIED EUROPE SPA | AHQE-800N-SAX619-03
5014178 | EVAPORATOR EV19210066/11N2 10MM 115V PED | 22844 | DAIKIN APPLIED EUROPE SPA | 135004342-SP
5014179 | "KIT VICTAULIC 6""" | 22844 | DAIKIN APPLIED EUROPE SPA | BK000000017
5014180 | EVAPORATOR EV40271010/5N2 20MM 115V PED | 22844 | DAIKIN APPLIED EUROPE SPA | 135004343-SP
5014181 | CONDENSER CB3515134 10MM PED | 22844 | DAIKIN APPLIED EUROPE SPA | 135004344-SP
5014182 | CABLE ASSY EXV1 | 22844 | DAIKIN APPLIED EUROPE SPA | 135017114[B]-EXV1
5014183 | COND.COIL-EVAPsxAC1800x3x14/44 | 22844 | DAIKIN APPLIED EUROPE SPA | 135003474-SP
5014184 | COND.COIL-EVAPdxAC1800x3x14/44 | 22844 | DAIKIN APPLIED EUROPE SPA | 135003478-SP
5014185 | TERMINAL COVER-TOP 3KA:2KL | 22844 | DAIKIN APPLIED EUROPE SPA | TEC-18056
5014186 | TERMINAL COVER-BOTTOM 3KA:3K | 22844 | DAIKIN APPLIED EUROPE SPA | TEC-18057
5014192 | SACRIFICIALE ANODE 25027 | 22844 | DAIKIN APPLIED EUROPE SPA | 130506052
5014193 | COND.COIL (AL)DX 3600x2x16(44F)8F/B | 22844 | DAIKIN APPLIED EUROPE SPA | 135003405-S[A]-SP
5014194 | CONTROL PANEL FAN 115V | 22844 | DAIKIN APPLIED EUROPE SPA | SP-132015233
5014195 | CONTROL PANEL FAN 115V OE0100635 | 22844 | DAIKIN APPLIED EUROPE SPA | SP-132015255
5014196 | VENTILATION FAN THERMOSTAT OE0097010 | 22844 | DAIKIN APPLIED EUROPE SPA | SP-132015214
5014197 | HEAD GASKET GUARN EV D194 DUAL CC/NS | 22844 | DAIKIN APPLIED EUROPE SPA | E44131970
5014198 | DISTIRBUTION GASKET GUARN EV194CC/NS | 22844 | DAIKIN APPLIED EUROPE SPA | E44131971
5014199 | PHE EVAP ACZH220_150 EQ INSUL | 22844 | DAIKIN APPLIED EUROPE SPA | 137013121-SP
5014200 | INTERNAL CONTROL CABLES | 22844 | DAIKIN APPLIED EUROPE SPA | SP-132015257
5014203 | EVAPORATOR EV50270888/7NS 20MM 115V PED | 22844 | DAIKIN APPLIED EUROPE SPA | 135004347-SP
5014206 | EXTENSION ROD FOR DOOR LOCK 1/4 | 22844 | DAIKIN APPLIED EUROPE SPA | SP-131025025
5014208 | GRILLE KIT V 5F 44 | 22844 | DAIKIN APPLIED EUROPE SPA | 41000199841[C]-SP
5014209 | FUSE CH10 aM 2A 500V IT1422002 | 22844 | DAIKIN APPLIED EUROPE SPA | SP-131029132
5014210 | EVAPORATOR EV32270077/11NS 10MM 230V PED | 22844 | DAIKIN APPLIED EUROPE SPA | 135004348-SP
5014211 | EVAPORATOR EV27270066/13NS 20MM 230V PED | 22844 | DAIKIN APPLIED EUROPE SPA | 135004349-SP
5014212 | STAR KIT FR3BS-HSA215 | 22844 | DAIKIN APPLIED EUROPE SPA | 240200101
5014215 | EVAPORATOR EV32270088/9NS 20MM 230V PED | 22844 | DAIKIN APPLIED EUROPE SPA | 135004350-SP
5014216 | O-RING Ø int. 29,82x2,62mm | 22844 | DAIKIN APPLIED EUROPE SPA | E44133118
5014217 | FILTER DRIER 2 CART D28 | 22844 | DAIKIN APPLIED EUROPE SPA | 133304005-CASTEL
5014218 | COND. COIL(AL) LEFT 6300x3x14 50HOL | 22844 | DAIKIN APPLIED EUROPE SPA | 10000103113[B]-SP
5014219 | COND. COIL(AL) RIGHT 6300x3x14 50HOL | 22844 | DAIKIN APPLIED EUROPE SPA | 10000103117[B]-SP
5014221 | ANTIV.RUBBER AMC BRB110 A40 M12 | 22844 | DAIKIN APPLIED EUROPE SPA | 133204031
5014222 | ANTIV.RUBBER AMC BRB110 A70 M12 | 22844 | DAIKIN APPLIED EUROPE SPA | 133204032
5014223 | COMETER FOR AIR FLOW | 22844 | DAIKIN APPLIED EUROPE SPA | AH-MP-COMETER-ELETTR
5014224 | MICROPROCESSOR PCO3 – LARGE | 22844 | DAIKIN APPLIED EUROPE SPA | AHMC-CAREL-PCO3LPER
5014225 | COMPR.HSA205 3.0VR 400/50 AXIAL 115V | 22844 | DAIKIN APPLIED EUROPE SPA | M350234062-SP
5014226 | COND.COIL(AL) LEFT 9000x3x14 50HOL | 22844 | DAIKIN APPLIED EUROPE SPA | 10000103137[B]-SP
5014227 | COND.COIL(AL) RIGHT 9000x3x14 50HOL | 22844 | DAIKIN APPLIED EUROPE SPA | 10000103141[B]-SP
5014229 | EVAPORATOR CLOSING PLUG D7MM L20MM | 22844 | DAIKIN APPLIED EUROPE SPA | AE0440033
5014230 | COND.COIL(AC)DX 3600x3x14 44F(4+1) | 22844 | DAIKIN APPLIED EUROPE SPA | 135003486[B]-SP
5014231 | COND.COIL(AC)SX 3600x3x14 44F(4+1) | 22844 | DAIKIN APPLIED EUROPE SPA | 135003482[B]-SP
5014232 | CONDENSER ASSY | 22844 | DAIKIN APPLIED EUROPE SPA | C2609-377(CL)
5014237 | EXP.VALVE CONNECTOR CABLE | 22844 | DAIKIN APPLIED EUROPE SPA | 135008619-LSOH
5014239 | EVAPORATOR ASSY | 22844 | DAIKIN APPLIED EUROPE SPA | 135004467-SP
5014402 | EVAPORATOR ASSY | 22844 | DAIKIN APPLIED EUROPE SPA | 134013072-SP
5014403 | EVAPORATOR ASSY | 22844 | DAIKIN APPLIED EUROPE SPA | 135005849-SP
5014404 | GASKET 14" SUCTION FLANGE | 22844 | DAIKIN APPLIED EUROPE SPA | 132021044
5014406 | DIGITAL INVERTER OPERATOR 00.F5.060-1001 | 22844 | DAIKIN APPLIED EUROPE SPA | 00.F5.060-1001
5014407 | "BODY SOLEN.VALV.EVR15 7/8""conn" | 22844 | DAIKIN APPLIED EUROPE SPA | 10000107016
5014408 | AC70X-110M-G ECONOMISER | 22844 | DAIKIN APPLIED EUROPE SPA | 10000107024-304
5014409 | ASSY BUTTERFLY VALV.DN125 PN16 | 22844 | DAIKIN APPLIED EUROPE SPA | 10000107082
5014410 | ADVANCED WEB COMMUNICAT.CARD | 22844 | DAIKIN APPLIED EUROPE SPA | 10000109638
5014411 | M.Tech III CONTR.BOARD CONN.KIT POL68X | 22844 | DAIKIN APPLIED EUROPE SPA | 10000109670
5014412 | CONNECT.FAN STEP EXPANS.MODULE | 22844 | DAIKIN APPLIED EUROPE SPA | 10000109672
5014413 | KIT GASKET/O-RING HSO-3200 | 22844 | DAIKIN APPLIED EUROPE SPA | 128810901
5014414 | KIT GASKET/O-RING HSL/M-3200 | 22844 | DAIKIN APPLIED EUROPE SPA | 128810903
5014415 | SHIM KIT FR4A | 22844 | DAIKIN APPLIED EUROPE SPA | 128810923
5014416 | TEMP.SENSOR L=12 MT NTC120WH01 | 22844 | DAIKIN APPLIED EUROPE SPA | 129150025[A]
5014417 | PCO3CON0L0 CONN.X PCO3 LARGE | 22844 | DAIKIN APPLIED EUROPE SPA | 129150198
5014418 | PCOS00AKC0 USBKEY ADAPTER PCO3 | 22844 | DAIKIN APPLIED EUROPE SPA | 129150203
5014419 | SUCT.SHUT OFF VALVE GASK.8/900 | 22844 | DAIKIN APPLIED EUROPE SPA | 130609264
5014420 | DISCH.SHUT OFF VALVE GASK. | 22844 | DAIKIN APPLIED EUROPE SPA | 130609265
5014421 | COUPLING 1-1/4'D.16+GSKT | 22844 | DAIKIN APPLIED EUROPE SPA | 130841050
5014422 | VALV.ESP.BBIJE-5 CJP60 S.16/OS | 22844 | DAIKIN APPLIED EUROPE SPA | 131009207
5014423 | SOLENOID VALVE KIT 115V | 22844 | DAIKIN APPLIED EUROPE SPA | 131010056
5014424 | COIL MKC-1E 208/240V.50-60HZ | 22844 | DAIKIN APPLIED EUROPE SPA | 131066067
5014425 | VALV.BY-PASS 1'1/4 NPT 24,1B | 22844 | DAIKIN APPLIED EUROPE SPA | 131075007
5014426 | CILINDRO X MQCS-600 | 22844 | DAIKIN APPLIED EUROPE SPA | 132009008-RIC
5014427 | OIL FILTER COVER | 22844 | DAIKIN APPLIED EUROPE SPA | 132010030
5014428 | ECONOM.SWEP.B25TX24 PED/NOINS | 22844 | DAIKIN APPLIED EUROPE SPA | 132811123-304
5014429 | ECONOM.SWEP.B25TX36 PED/NO INS | 22844 | DAIKIN APPLIED EUROPE SPA | 132811125-304
5014430 | ECONOM.SWEP.B25TX42 PED/NO INS | 22844 | DAIKIN APPLIED EUROPE SPA | 132811126-304
5014431 | ECONOM.SWEP.B25TX48 PED/NOISOL | 22844 | DAIKIN APPLIED EUROPE SPA | 132811127-304
5014432 | Ev.SWEP V80-30 ----- PED/noISO | 22844 | DAIKIN APPLIED EUROPE SPA | 132811239-304[A]
5014433 | Ev.SWEP V80-38 ----- PED/noISO | 22844 | DAIKIN APPLIED EUROPE SPA | 132811240-304[A]
5014434 | Ev.SWEP V80-46(12777)PED/noISO | 22844 | DAIKIN APPLIED EUROPE SPA | 132811241-304[A]
5014435 | Ev.SWEP V80-70(12777)PED/noISO | 22844 | DAIKIN APPLIED EUROPE SPA | 132811243-304[A]
5014436 | OIL EAL ARCTIC 46(5 LT CAN) | 22844 | DAIKIN APPLIED EUROPE SPA | 132901054
5014437 | OIL EAL ARCTIC 68(5 LT CAN) | 22844 | DAIKIN APPLIED EUROPE SPA | 132901056
5014438 | EV.AC 120-136 EQ | 22844 | DAIKIN APPLIED EUROPE SPA | 137013107[C]
5014439 | KIT O-RING & GASKET(PFS-MONO) | 22844 | DAIKIN APPLIED EUROPE SPA | 228302687
5014440 | VALV.SOL.220V.MQCS KIT 1 UNL | 22844 | DAIKIN APPLIED EUROPE SPA | 228810951
5014441 | INVERTER KEB 90 KW | 22844 | DAIKIN APPLIED EUROPE SPA | 24.F5.CAR-Y002
5014442 | CENTRAL LINE REACTOR KEB | 22844 | DAIKIN APPLIED EUROPE SPA | 24.Z1.B04-1000
5014443 | SMALL CAREL CONTROLLER W/ DISP | 22844 | DAIKIN APPLIED EUROPE SPA | 330268111
5014444 | TOP SLIDE 3VR FR4AL | 22844 | DAIKIN APPLIED EUROPE SPA | 332113201-RIC
5014445 | LOWER SLIDE 3VR F4AL | 22844 | DAIKIN APPLIED EUROPE SPA | 332113601
5014446 | RS485 FIELDBUS CARD | 22844 | DAIKIN APPLIED EUROPE SPA | 332608901
5014447 | SLIDE KIT HS3221 VR2.2 | 22844 | DAIKIN APPLIED EUROPE SPA | 95813-310
5014448 | COMPR.SOL.VALVE KIT 230V | 22844 | DAIKIN APPLIED EUROPE SPA | 95823-120
5014449 | CAP SLIDE CHANGE HS4221 VR2.2 | 22844 | DAIKIN APPLIED EUROPE SPA | 95823-403
5014450 | CAP SLIDE CHANGE HS4221 VR3.0 | 22844 | DAIKIN APPLIED EUROPE SPA | 95823-404
5014451 | CAP SLIDE CHANGE HS4222/3VR2.2 | 22844 | DAIKIN APPLIED EUROPE SPA | 95823-407
5014452 | CAP SLIDE CHANGE HS4224 VR3.0 | 22844 | DAIKIN APPLIED EUROPE SPA | 95823-413
5014453 | HEAD GASKET EV D406 | 22844 | DAIKIN APPLIED EUROPE SPA | E44134054
5014454 | DISTRIB GSKT SIDE D406 | 22844 | DAIKIN APPLIED EUROPE SPA | E44134057
5014455 | DISTRIB GSKT CENTRAL D406 | 22844 | DAIKIN APPLIED EUROPE SPA | E44134058
5014456 | STATOR 188KW 400V FR4 | 22844 | DAIKIN APPLIED EUROPE SPA | M330481768
5014457 | HSW197 2.2VR-60 400V.R134 110V | 22844 | DAIKIN APPLIED EUROPE SPA | M330565501
5014458 | HSW179 2.2VR-60 400V.R134 110V | 22844 | DAIKIN APPLIED EUROPE SPA | M330565502
5014459 | STAT.82KW 400V HS-3100 | 22844 | DAIKIN APPLIED EUROPE SPA | M331314068
5014460 | OIL FILTER FRM 2 | 22844 | DAIKIN APPLIED EUROPE SPA | M735006906
5014461 | FUSE NH1 GL-GG 160A 690V | 22844 | DAIKIN APPLIED EUROPE SPA | SP-131029098
5014462 | FUSIBILE CH10 GG 10,3x38 25A | 22844 | DAIKIN APPLIED EUROPE SPA | SP-131029102
5014463 | TERMOSTATO IR33Z7LR20 | 22844 | DAIKIN APPLIED EUROPE SPA | SP-131080047
5014464 | TIME DELAY | 22844 | DAIKIN APPLIED EUROPE SPA | SP-132015084
5014465 | WATER PUMP THERMAL RELAY 3-12A | 22844 | DAIKIN APPLIED EUROPE SPA | SP-132015090
5014466 | CONTACTOR 7,5KW 230V | 22844 | DAIKIN APPLIED EUROPE SPA | SP-132015094
5014467 | CONTACTOR 7.5KW 110V 50HZ 3P | 22844 | DAIKIN APPLIED EUROPE SPA | SP-132015109
5014468 | SIEMENS INT.MAGN.1P C 6KA, 2A | 22844 | DAIKIN APPLIED EUROPE SPA | SP-132015119
5014469 | SIGNAL CONVERTER TRANSFORMER | 22844 | DAIKIN APPLIED EUROPE SPA | SP-132015130
5014470 | FUSE BASE 10X38 2P 32A | 22844 | DAIKIN APPLIED EUROPE SPA | SP-132015139
5014471 | EMERGENCY STOP SWITCH | 22844 | DAIKIN APPLIED EUROPE SPA | SP-132015140
5014472 | AUX CIRCUIT BREAKER | 22844 | DAIKIN APPLIED EUROPE SPA | SP-132015141
5014473 | INT.MAGN.TRIP(7-10A)Siemens | 22844 | DAIKIN APPLIED EUROPE SPA | SP-132015192
5014474 | MAIN SWITCH VC4P/3P 800A | 22844 | DAIKIN APPLIED EUROPE SPA | SP-TEC-VC4P800A
5014475 | POMP LOWARA FCE50-160/2.2kW-Cd.104390130 | 22844 | DAIKIN APPLIED EUROPE SPA | 132017004
5014478 | EVAPORATOR ASSY | 22844 | DAIKIN APPLIED EUROPE SPA | 134013006-SP
5014480 | TUBE CU-NI x 1858 pcs | 22844 | DAIKIN APPLIED EUROPE SPA | 330441450
5014482 | PANEL BLOCK NYLON | 22844 | DAIKIN APPLIED EUROPE SPA | AHBPBLOCCAPANNELLI1
5014483 | BELT TYPE SPA - LENGTH 1907mm | 22844 | DAIKIN APPLIED EUROPE SPA | AHCN1907M00SPAA1907
5014484 | UNIVERSAL HANDLE | 22844 | DAIKIN APPLIED EUROPE SPA | AHMG00P3NPONTE00N60
5014485 | MOTOR 4kW-6pole- 3Ph.-Eff. IE2 | 22844 | DAIKIN APPLIED EUROPE SPA | AHMT00400D132MA6PN1
5014532 | EVAPORATOR ASSY | 22844 | DAIKIN APPLIED EUROPE SPA | 135005214-SP
5014535 | AIR PURGE 1/2" | 22844 | DAIKIN APPLIED EUROPE SPA | AE0440040
5014536 | KIT TUYAUTERIE 10000104352 [A] -RIC | 22844 | DAIKIN APPLIED EUROPE SPA | 10000104352[A]-RIC
5014537 | FAN THLZ 225 FF R-RD90 without Flange | 22844 | DAIKIN APPLIED EUROPE SPA | AHFA000THLZ0225FR21
5014538 | CONDENSER COIL(AC) DX 6300X3X14 44F | 22844 | DAIKIN APPLIED EUROPE SPA | 135003350-SP
5014551 | CONT.5.5KW-1L/AC230V-S00 VT-3RT20171AP01 | 22844 | DAIKIN APPLIED EUROPE SPA | SP-132015201
5014568 | EVAPORATOR EV40270099/11N2 20MM 115V PED | 22844 | DAIKIN APPLIED EUROPE SPA | 135004351-SP
5014569 | HANDLE 62 WITH KEY McQ 024 | 22844 | DAIKIN APPLIED EUROPE SPA | AHMG62A1NMFG140-031
5014570 | EVAPORATOR AREA GUARD KIT | 22844 | DAIKIN APPLIED EUROPE SPA | 229825141-SP
5014571 | DISCHARGE PIPE KIT HEAT RECOVERY C1 | 22844 | DAIKIN APPLIED EUROPE SPA | 218366030-6-SP
5014572 | DISCHARGE PIPE KIT HEAT RECOVERY C2 | 22844 | DAIKIN APPLIED EUROPE SPA | 218366031-6-SP
5014573 | DISCHARGE PIPE KIT HEAT RECOVERY C1 | 22844 | DAIKIN APPLIED EUROPE SPA | 218366021-3-SP
5014574 | COMPRESSOR HS3120 VFD 98kW | 22844 | DAIKIN APPLIED EUROPE SPA | VRF312022E4318Q6S-SP
5014575 | COMPR.FULL GASKET KIT 3100VVR | 22844 | DAIKIN APPLIED EUROPE SPA | 128810936-SP
5014576 | BY-PASS VALVE 22.4 Bar | 22844 | DAIKIN APPLIED EUROPE SPA | 332647601
5014581 | HINGE ZINC 180 BLACK STEEL PIN | 22844 | DAIKIN APPLIED EUROPE SPA | 131118004
5014582 | SCREW TEBS ZINC.6,3X32 UNI6950 | 22844 | DAIKIN APPLIED EUROPE SPA | 130322070
5014583 | "DRAIN PLUG T.E.3/4""NPT BRASS" | 22844 | DAIKIN APPLIED EUROPE SPA | 130526006
5014584 | "DRAIN PLUG T.E.1""NPT BRASS" | 22844 | DAIKIN APPLIED EUROPE SPA | 130526007
5014587 | COMP.CONTROL BOARD POL96U.00/MCQ | 22844 | DAIKIN APPLIED EUROPE SPA | 10ETS0000001
5014588 | EMI FILTER | 22844 | DAIKIN APPLIED EUROPE SPA | 129623121
5014589 | COMP.LOW NOISE CABINET | 22844 | DAIKIN APPLIED EUROPE SPA | 239554907[E]-SP
5014591 | BALL VALVE D67 | 22844 | DAIKIN APPLIED EUROPE SPA | 073055601
5014592 | ENERGY METER NEMO 72-L MF7FT40043 | 22844 | DAIKIN APPLIED EUROPE SPA | 888101030
5014594 | EVAPORATOR EV27110077 10MM 230V PED | 22844 | DAIKIN APPLIED EUROPE SPA | 135004352-SP
5014595 | SOUND PROOF CABINET XXN 8Fan | 22844 | DAIKIN APPLIED EUROPE SPA | 239554908[D]-SP
5014596 | EVAPORATOR EV32271010/NS 20MM 230V STEEL | 22844 | DAIKIN APPLIED EUROPE SPA | 135004353-SP
5014599 | POWER SUPPLY 24V DC 10A CABUR XCSW241C | 22844 | DAIKIN APPLIED EUROPE SPA | TQ.NQ.5AL-IM10
5014655 | COND.COIL 3R-AL 14FPI L=2250 SX | 22844 | DAIKIN APPLIED EUROPE SPA | 137013661-SP
5014656 | COND.COIL 3R-AL 14FPI L=2250 DX | 22844 | DAIKIN APPLIED EUROPE SPA | 137013665-SP
5014657 | 4-WAY V. COIL L 061L2099- STF-01AE503B1 | 22844 | DAIKIN APPLIED EUROPE SPA | 061L2099
5014658 | SAF.VALVE 3060/34C 45bar 3/8" NPT | 22844 | DAIKIN APPLIED EUROPE SPA | 131038296
5014659 | SAF.VALVE 3060/24C 24.5bar 1/4" NPT | 22844 | DAIKIN APPLIED EUROPE SPA | 131038306
5014660 | 4-WAY VALVE STF-3006G3 Danfoss Saginom. | 22844 | DAIKIN APPLIED EUROPE SPA | 131050017
5014661 | 4-WAY VALVE STF-4002G3 Danfoss Saginom. | 22844 | DAIKIN APPLIED EUROPE SPA | 131050018
5014662 | 4-WAY VALVE STF-5001G Danfoss Saginom. | 22844 | DAIKIN APPLIED EUROPE SPA | 131050020
5014663 | CHECK VALVE 3133/7 D22 | 22844 | DAIKIN APPLIED EUROPE SPA | 131090023
5014664 | CHECK VALVE 3132/5 D16 | 22844 | DAIKIN APPLIED EUROPE SPA | 131090220
5014665 | ACCUMULATOR 15L | 22844 | DAIKIN APPLIED EUROPE SPA | 132013718
5014666 | LIQUID RECEIVER 6L | 22844 | DAIKIN APPLIED EUROPE SPA | 132013945
5014667 | LIQUID RECEIVER 12L | 22844 | DAIKIN APPLIED EUROPE SPA | 132013946[A]
5014668 | LIQUID RECEIVER 15L | 22844 | DAIKIN APPLIED EUROPE SPA | 132013947[A]
5014669 | LIQUID RECEIVER 36L | 22844 | DAIKIN APPLIED EUROPE SPA | 132013950[A]
5014670 | LIQUID RECEIVER 25L | 22844 | DAIKIN APPLIED EUROPE SPA | 132016060
5014671 | FILTER DRIER D22-1CORE | 22844 | DAIKIN APPLIED EUROPE SPA | 133304014-CASTEL
5014672 | HANDLE Easy 25 - MCQUAY.013-with key | 22844 | DAIKIN APPLIED EUROPE SPA | AHMG25A2NMFG140-016
5014673 | HANDLE Easy 25 - MCQUAY.012-without key | 22844 | DAIKIN APPLIED EUROPE SPA | AHMG25A1NMFG140-008
5014674 | AUX CABLES 8F OS M&F C1&2 | 22844 | DAIKIN APPLIED EUROPE SPA | 129640603-SS-MF12
5014681 | FITTING ASSY DUAL PORT VALVE | 22844 | DAIKIN APPLIED EUROPE SPA | 130846018
5014737 | BEAM CABINET MNG-ACZC ""W"" | 22844 | DAIKIN APPLIED EUROPE SPA | 119405022[N]
5014738 | ASSY PTC THERMISTOR 100°C | 22844 | DAIKIN APPLIED EUROPE SPA | 91271-124
5014739 | EVAPORATOR EV50270999/5VS 20MM 115V ASME | 22844 | DAIKIN APPLIED EUROPE SPA | 135004354-SP
5014741 | VENTILATION GRILL | 22844 | DAIKIN APPLIED EUROPE SPA | SP-132015232
5014742 | DOOR | 22844 | DAIKIN APPLIED EUROPE SPA | 10ELA0050151-SP
5014743 | GREEN LAMP | 22844 | DAIKIN APPLIED EUROPE SPA | SP-132015254
5014744 | ELECTRICAL PANEL (COMPLETE) | 22844 | DAIKIN APPLIED EUROPE SPA | 135099495-DAIKIN-SP
5014745 | KEB BLOWER FAN x 2pcs fitted onto PLATE | 22844 | DAIKIN APPLIED EUROPE SPA | R0.F5.T89-2206
5014748 | FUSE CH gG 10,3x38 25A 500V 1421025 | 22844 | DAIKIN APPLIED EUROPE SPA | SP-131029131
5014749 | M/C CAP CON PIST ROD FR4-220 | 22844 | DAIKIN APPLIED EUROPE SPA | M350235202
5014750 | UNLOAD. PISTON FR4-HARD SPRING | 22844 | DAIKIN APPLIED EUROPE SPA | M330559601
5014751 | GLYD RING 4200 GLASS-C873 | 22844 | DAIKIN APPLIED EUROPE SPA | M330553301
5014753 | COND.COIL (AC) DX 7200x3x14 44F BLY | 22844 | DAIKIN APPLIED EUROPE SPA | 135003222-BLYGOLD-SP
5014754 | COND.COIL (AC) SX 7200x3x14 44F BLY | 22844 | DAIKIN APPLIED EUROPE SPA | 135003218-BLYGOLD-SP
5014756 | PROBE CO2 FOR DUCT CAREL | 22844 | DAIKIN APPLIED EUROPE SPA | AHQP-CO2-DPDQ402000
5014757 | STARTER PANEL 892892 DOOR | 22844 | DAIKIN APPLIED EUROPE SPA | 892892-DOOR-SP
5014758 | EVAPORATOR EV50361313/7NS 10MM PED | 22844 | DAIKIN APPLIED EUROPE SPA | 135004345-SP
5014759 | CONDENSER CB4531238/2P PED STEEL HEAD | 22844 | DAIKIN APPLIED EUROPE SPA | 135004346-SP
5014760 | EVAPORATOR EV50271414/7N2 20MM 115V PED | 22844 | DAIKIN APPLIED EUROPE SPA | 135004357-SP
5014763 | CONDENSER CB2731058/2P CUNI 90/10 PED | 22844 | DAIKIN APPLIED EUROPE SPA | 135004358-SP
5014764 | SACRIFICIAL ANODE CB | 22844 | DAIKIN APPLIED EUROPE SPA | E008004
5014765 | INVERTER RLA850 kW500 (KEB) | 22844 | DAIKIN APPLIED EUROPE SPA | VFD850-40-SP
5014768 | COND.COIL(AL) LEFT 6300x3x14-BLYGOLD | 22844 | DAIKIN APPLIED EUROPE SPA | 10000103113[B]-BY-SP
5014769 | COND.COIL(AL) RIGHT 6300x3x14-BLYGOLD | 22844 | DAIKIN APPLIED EUROPE SPA | 10000103117[B]-BY-SP
5014770 | COND.COIL(AC) LEFT 6300x3x14 50HOL | 22844 | DAIKIN APPLIED EUROPE SPA | 10000103114-SP
5014771 | COND.COIL(AC) RIGHT 6300x3x14 50HOL | 22844 | DAIKIN APPLIED EUROPE SPA | 10000103118-SP
5014772 | EVAPORATOR EV50361313/11N2BT 20MM PED | 22844 | DAIKIN APPLIED EUROPE SPA | 135004359-SP
5014773 | SPRING ISOLATOR 2AMC RED-1610kg-M16 | 22844 | DAIKIN APPLIED EUROPE SPA | 133206139
5014777 | FILTER 610x610x305 DriPak - F5 | 22844 | DAIKIN APPLIED EUROPE SPA | AHFL-5221100612
5014789 | FR3BS 2.0 VFD 380/3/60 | 22844 | DAIKIN APPLIED EUROPE SPA | 236122884-SP
5014799 | BUTTERFLY VALVE WAFER'U6-210-P/D | 22844 | DAIKIN APPLIED EUROPE SPA | 131302011
5014827 | THERMOSTAT EX197547B00 | 22844 | DAIKIN APPLIED EUROPE SPA | 131031045
5014832 | CONTROL BOX ASSY(Inclusive Electr.Parts) | 22844 | DAIKIN APPLIED EUROPE SPA | 135016351[C]-SP
5014833 | EVAPORATOR EV32110099 10MM 230V PED | 22844 | DAIKIN APPLIED EUROPE SPA | 135004360-SP
5014834 | EVAPORATOR EV50361010/9NS 10MM 115V PED | 22844 | DAIKIN APPLIED EUROPE SPA | 135004361-SP
5014849 | TERMINAL COVER VC4P-UPPER 18054 | 22844 | DAIKIN APPLIED EUROPE SPA | TEC-18054
5014850 | AUX.CABLE ASSY 4-5-6 Fan 2C V | 22844 | DAIKIN APPLIED EUROPE SPA | 10EMSNAC0022[A]
5014851 | ECONOMISER/NRV ASSY FR3A | 22844 | DAIKIN APPLIED EUROPE SPA | A331315101
5014852 | FILTER HEPA 610x610x292 H14 | 22844 | DAIKIN APPLIED EUROPE SPA | AHFL610X610F6RHCP99
5014853 | SP AHU KIT 134017001/002 | 22844 | DAIKIN APPLIED EUROPE SPA | AHSPKIT-134017001-2
5014854 | CLOSING PANEL FANS LEFT | 22844 | DAIKIN APPLIED EUROPE SPA | 41000100060
5014879 | POWER CABLES 25+25mm2-08Fan | 22844 | DAIKIN APPLIED EUROPE SPA | 10EMEYPC0006[C]
5014880 | INSULATION KIT ACZ | 22844 | DAIKIN APPLIED EUROPE SPA | 888101144
5014881 | HINGE FOR PANEL WHB 1C | 22844 | DAIKIN APPLIED EUROPE SPA | 131118005
5014882 | COND.HEAD COVER STEEL CB Ø 273 2P | 22844 | DAIKIN APPLIED EUROPE SPA | B888101077
5014883 | COND.HEAD COVER STEEL CB273 BLANK | 22844 | DAIKIN APPLIED EUROPE SPA | 888101145
5014890 | VFD INVERTER CAREL 3PH NXL000952H | 22844 | DAIKIN APPLIED EUROPE SPA | AH-VFD3P-NXL000952H
5014891 | PANELS SP KIT AHU 001/2/3 | 22844 | DAIKIN APPLIED EUROPE SPA | AHSP-KIT-11142319001
5014893 | PHE AC 500-64 EQ W/INSULATION | 22844 | DAIKIN APPLIED EUROPE SPA | 115311523-SP
5014894 | HEAT WHEEL BELT HOVAL | 22844 | DAIKIN APPLIED EUROPE SPA | AHHW-BELT-201614-5M
5014895 | HINGE CONNECTOR HEAT WHEEL BELT | 22844 | DAIKIN APPLIED EUROPE SPA | AHHW-HINGE-2041615SP
5014896 | FAN TLZ 315 R-RD90 without Flange | 22844 | DAIKIN APPLIED EUROPE SPA | AHFA000-TLZ0315-R21
5014905 | EVAPORATOR EV27210077/9 10MM 230V PED | 22844 | DAIKIN APPLIED EUROPE SPA | 135004363-SP
5014906 | STATOR 188Kw.690v/60Hz. | 22844 | DAIKIN APPLIED EUROPE SPA | M331481783
5014907 | EVAPORATOR EV50361414/5NS 10MM 115V DNV | 22844 | DAIKIN APPLIED EUROPE SPA | 135004364-SP
5014908 | CONDENSER CB4531162/1P DNV | 22844 | DAIKIN APPLIED EUROPE SPA | 135004365-SP
5014909 | CONDENSER CB4531210/1P DNV | 22844 | DAIKIN APPLIED EUROPE SPA | 135004366-SP
5014910 | CIRC.BREAKER 1.8~2.5A 3RV2021-1CA10 | 22844 | DAIKIN APPLIED EUROPE SPA | SP-132015266
5014911 | ELECTRIC HEATER 480X 930 18KW | 22844 | DAIKIN APPLIED EUROPE SPA | AHEC0480X0930H181
5014912 | ACTUATOR 24V | 22844 | DAIKIN APPLIED EUROPE SPA | AHAT-MODUL-NM024ASR
5014913 | FAN FEET MOD.280-315 (2pcs) | 22844 | DAIKIN APPLIED EUROPE SPA | AHFF-FEET-TYPE12800
5014914 | FAN THLZ 355 FF R WITHOUT FLANGE | 22844 | DAIKIN APPLIED EUROPE SPA | AHFA2B1THLZ0355FR-1
5014948 | CIRC.BREAKER 5.5~8A 3RV2021-1HA10 | 22844 | DAIKIN APPLIED EUROPE SPA | SP-132015268
5014964 | CONTROL CABLE C1 WHB.1/.2 +2M | 22844 | DAIKIN APPLIED EUROPE SPA | 135008611[G]+2MT
5014965 | SENSOR CABLE WHB MONO SE + 2MT | 22844 | DAIKIN APPLIED EUROPE SPA | 135008615[A]+2MT
5014966 | POWER CABLE HS3220 690V WHB1 +2MT | 22844 | DAIKIN APPLIED EUROPE SPA | 135099511-690+2MT
5014967 | CURRENT TRANSFORMER 1000/5 - TASL50D1003 | 22844 | DAIKIN APPLIED EUROPE SPA | SP-132015269
5014968 | ACS I/F COMMUNICATION PCB 000018007 | 22844 | DAIKIN APPLIED EUROPE SPA | 000018007
5014970 | LIQ. INJECTION PIPE C1-2 (new PFS) | 22844 | DAIKIN APPLIED EUROPE SPA | 221507014[C]-SP
5014971 | SW.BOX AS.PE.WHSE 182.2 SIEMEMS ss.INTEA | 22844 | DAIKIN APPLIED EUROPE SPA | 135016249[C]-DKN-SP
5014977 | EVAPORATOR EV40271111/7VS 20MM 115V PED | 22844 | DAIKIN APPLIED EUROPE SPA | 135004367-SP
5015003 | FAN ASSY EC type K3G250-AT39-72-1 | 22844 | DAIKIN APPLIED EUROPE SPA | AHFECK3G250-AT39-72
5015004 | STEEL HEAD CB273 2P | 22844 | DAIKIN APPLIED EUROPE SPA | 888101147
5015005 | STEEL HEAD CB273 BLIND | 22844 | DAIKIN APPLIED EUROPE SPA | 888101148
5015006 | CONTROL CABLE ASSY C2 WHB.2 | 22844 | DAIKIN APPLIED EUROPE SPA | 135008612[B]-SP
5015007 | EVAPORATOR EV40271212/5VS 20MM 115V PED | 22844 | DAIKIN APPLIED EUROPE SPA | 135004368-SP
5015008 | HUMID.PACK 200 - 540 x 980mm | 22844 | DAIKIN APPLIED EUROPE SPA | AHSPPACCOEVAP1SP200
5015009 | ENERGY METER NEMO D4-L MF6FT40026 | 22844 | DAIKIN APPLIED EUROPE SPA | SP-132015191
5015010 | EVAPORATOR AREA GUARDS KIT V 4F 44 | 22844 | DAIKIN APPLIED EUROPE SPA | 41000199840[C]-SP
5015011 | HEAT COIL 1630A0805083020WO202-Cu2 | 22844 | DAIKIN APPLIED EUROPE SPA | AHCOI0102121014001
5015012 | HUMID.PACK 200 - 1140 x 1682mm | 22844 | DAIKIN APPLIED EUROPE SPA | AHPEPAEVAP115001001
5015013 | COND.COIL(AL)SX 4500x2x16(44F)10F | 22844 | DAIKIN APPLIED EUROPE SPA | 135003409-S-BLY[A]SP
5015014 | COND.COIL(AL)DX 4500x2x16(44F)10F | 22844 | DAIKIN APPLIED EUROPE SPA | 135003413-S-BLY[A]SP
5015015 | FAN THLZ 280 FF R-RD90 without Flange | 22844 | DAIKIN APPLIED EUROPE SPA | AHFA100THLZ0280FR21
5015023 | FUSE COVER NH 3KL71 G - 3KX7132-3AA00 | 22844 | DAIKIN APPLIED EUROPE SPA | SP-132015244
5015027 | TUBE FIN CU 108""GEWA 3/4" x 526pcs | 22844 | DAIKIN APPLIED EUROPE SPA | 330441407X526PCS
5015028 | COUPLING 1/2'NPT x SAFETY VLV | 22844 | DAIKIN APPLIED EUROPE SPA | 132013245[A]
5015030 | DX COIL COOL-R1022A2206044525EO106-Cu2 | 22844 | DAIKIN APPLIED EUROPE SPA | AHCOI0104142507001
5015033 | INT.PANEL CABLES + FEM CONN | 22844 | DAIKIN APPLIED EUROPE SPA | 888101149
5015034 | CONTR.BOX ASSY Sez630A-198+198Amp-Fan08H | 22844 | DAIKIN APPLIED EUROPE SPA | 11EMEYAS0012[A]-SP
5015035 | CONTROL BOX CASING ONLY | 22844 | DAIKIN APPLIED EUROPE SPA | 10ELA001001[A]-SP
5015036 | CLOSING PANEL LEFT ACZH | 22844 | DAIKIN APPLIED EUROPE SPA | 41000100551[A]
5015037 | CLOSING PANEL ACZH | 22844 | DAIKIN APPLIED EUROPE SPA | 41000100550[A]
5015038 | CU TUBE GEWA-C 6 K21 x 1858 pcs | 22844 | DAIKIN APPLIED EUROPE SPA | 330441410-SP
5015039 | COND.COIL(AL) LEFT 2700x3x14 50HOL | 22844 | DAIKIN APPLIED EUROPE SPA | 10000103073[B]-SP
5015040 | COND.COIL(AL) RIGHT 2700x3x14 50HOL | 22844 | DAIKIN APPLIED EUROPE SPA | 10000103077[B]-SP
5015041 | COND.COIL(AC) RIGHT 2700x3x14 50HOL | 22844 | DAIKIN APPLIED EUROPE SPA | 10000103078-SP
5015042 | COND.COIL(CU) LEFT 6300x3x14 50HOL | 22844 | DAIKIN APPLIED EUROPE SPA | 10000103115-SP
5015043 | COND.COIL(CU) RIGHT 6300x3x14 50HOL | 22844 | DAIKIN APPLIED EUROPE SPA | 10000103119-SP
5015044 | COND.COIL(CU) LEFT 2700x3x14 50HOL | 22844 | DAIKIN APPLIED EUROPE SPA | 10000103075-SP
5015045 | COND.COIL(CU) RIGHT 2700x3x14 50HOL | 22844 | DAIKIN APPLIED EUROPE SPA | 10000103079-SP
5015062 | HOUR METER RQ480 230VAC IP54 | 22844 | DAIKIN APPLIED EUROPE SPA | SP-132015276
5015068 | CURRENT TRANSF TA327 400A/5A | 22844 | DAIKIN APPLIED EUROPE SPA | SP-132015277
5015069 | SIDE PANEL FLAT 45mm-EST | 22844 | DAIKIN APPLIED EUROPE SPA | AHPNL4007-141706002
5015070 | SOLEN.VALVE 220V.1078-9 D.28 | 22844 | DAIKIN APPLIED EUROPE SPA | 131008002
5015071 | EVAPORATOR EV50270999/5VS 10MM 115V PED | 22844 | DAIKIN APPLIED EUROPE SPA | 135004369-SP
5015072 | EVAPORATOR EV32200099/9 10MM 230V PED | 22844 | DAIKIN APPLIED EUROPE SPA | 135004370-SP
5015154 | CURRENT TRANSFORMER TAS64 TA | 22844 | DAIKIN APPLIED EUROPE SPA | SP-131095072
5015156 | CABLE ASSY HSW197 OS c.1/ECP-2c/VE2s | 22844 | DAIKIN APPLIED EUROPE SPA | 124640008-MF1
5015157 | CABLE ASSY HSW197 OS c.2/ECP-2c/VE2s | 22844 | DAIKIN APPLIED EUROPE SPA | 124640011-MF2
5015158 | CABLE ASSY AUX/ECP-2c.OS /VE2s | 22844 | DAIKIN APPLIED EUROPE SPA | 124640005-MF
5015160 | CONDENSER COIL (AL) SX 3600x3x14 44F | 22844 | DAIKIN APPLIED EUROPE SPA | 41000103060-SP
5015161 | CONDENSER COIL (AL) DX 3600x3x14 44F | 22844 | DAIKIN APPLIED EUROPE SPA | 41000103072-SP
5015164 | CABLE ASSY HSW 167(3216) C1/ECP2 | 22844 | DAIKIN APPLIED EUROPE SPA | 124640037-FM1
5015165 | POWER SWITCH. 40W-220Vac/24Vdc-MDR-40-24 | 22844 | DAIKIN APPLIED EUROPE SPA | 129150241
5015173 | MUFFLERxTUB.SUCT.AT.SALD.D.76 | 22844 | DAIKIN APPLIED EUROPE SPA | 132810102
5015174 | CU TUBE RIC.F22 D.54X2 0.3KG | 22844 | DAIKIN APPLIED EUROPE SPA | 121511664-0.3KG
5015175 | SUPPORT 7032xDESUR.SWEPB35/ECP1-2c | 22844 | DAIKIN APPLIED EUROPE SPA | 119403592
5015177 | INVERTER KEB 24.F5.CAR-Y003 | 22844 | DAIKIN APPLIED EUROPE SPA | 24.F5.CAR-Y003
5015179 | FILTER HEPA 610x610 E10 (H10) | 22844 | DAIKIN APPLIED EUROPE SPA | AHFL610X610F6M00XCP
5015180 | FILTER HEPA 305x610 E10 (H10) | 22844 | DAIKIN APPLIED EUROPE SPA | AHFL305X610F6M00XCP
5015192 | COND.COIL (AC) SX 2700x3x14 44F | 22844 | DAIKIN APPLIED EUROPE SPA | 135003386-S[A]-SP
5015193 | COND.COIL (AC) DX 2700x3x14 44F | 22844 | DAIKIN APPLIED EUROPE SPA | 135003390-S[A]-SP
5015194 | INVERTER KEB 23.F5.CAR-Y003 | 22844 | DAIKIN APPLIED EUROPE SPA | 23.F5.CAR-Y003
5015196 | EVAPORATOR EV32270099/7NS 10MM 230V PED | 22844 | DAIKIN APPLIED EUROPE SPA | 135004372-SP
5015197 | WATER REG.VALVE V47AD-9160 | 22844 | DAIKIN APPLIED EUROPE SPA | 735075404-JC
5015204 | DISPLAY LCD 120X32 PGD0000F00 | 22844 | DAIKIN APPLIED EUROPE SPA | 129151234
5015205 | OIL TUBE DELIV.END BRG New3200 | 22844 | DAIKIN APPLIED EUROPE SPA | 85568-181
5015206 | OIL TUBE CAP.CONTROL-1 New3200 | 22844 | DAIKIN APPLIED EUROPE SPA | 85568-182
5015207 | OIL TUBE CAP.CONTROL-2 New3200 | 22844 | DAIKIN APPLIED EUROPE SPA | 85568-183
5015208 | CONDENSER CB2715080 2P NS DNV | 22844 | DAIKIN APPLIED EUROPE SPA | 135004371
5015209 | ANTI DUST FILTER KIT AWS INVERTER | 22844 | DAIKIN APPLIED EUROPE SPA | 10EPI0000061
5015211 | MAIN SWITCH 3KL7142-3AA00 | 22844 | DAIKIN APPLIED EUROPE SPA | SP-132015280
5015212 | FUSE NH2 KTF gG 250A 690V - 1620250 | 22844 | DAIKIN APPLIED EUROPE SPA | SP-131029133
5015213 | TRANSF. 2000VA 690V/115V-CFM002K02516 | 22844 | DAIKIN APPLIED EUROPE SPA | SP-131045152
5015214 | CIRC.BREAKER 16A 440V 2P-5SP9216-7KC47 | 22844 | DAIKIN APPLIED EUROPE SPA | SP-132015278
5015215 | CIRC.BREAKER 6A 440V 3P-5SP9306-7KC47 | 22844 | DAIKIN APPLIED EUROPE SPA | SP-132015279
5015216 | DOOR KIT ADN11HDD1142972001 | 22844 | DAIKIN APPLIED EUROPE SPA | AHSP-KIT-1142972001
5015355 | ECP060 PARTIAL HR KIT | 22844 | DAIKIN APPLIED EUROPE SPA | 888101152
5015356 | FAN MTR+BLDE FN080-SDA.6N.V7P5 | 22844 | DAIKIN APPLIED EUROPE SPA | 168784
5015357 | FUSE NH00C GG 10A 500V - 1500610 | 22844 | DAIKIN APPLIED EUROPE SPA | SP-131029088
5015359 | COND.HEAD 1P CB D273 CUNI | 22844 | DAIKIN APPLIED EUROPE SPA | BE44042711CUNI
5015361 | FILTER SOFT BAG L30 - Class M5 | 22844 | DAIKIN APPLIED EUROPE SPA | AHFL-5221390512
5015375 | COMPR.FR3AL 2.0 VFD 380/3/60 | 22844 | DAIKIN APPLIED EUROPE SPA | 236122785-SP
5015381 | THERMOSTAT ELEC.COILS WITH MANUAL R. | 22844 | DAIKIN APPLIED EUROPE SPA | AHTERMOSTRIARMOMAN
5015382 | ELECTRIC MOTOR 22KW | 22844 | DAIKIN APPLIED EUROPE SPA | AHMT02200S0180L4PN1
5015383 | ELECTRIC MOTOR 15KW | 22844 | DAIKIN APPLIED EUROPE SPA | AHMT01500S0160L4PN1
5015384 | ELECTRIC MOTOR 30 KW | 22844 | DAIKIN APPLIED EUROPE SPA | AHMT03000S200LA2PN1
5015385 | ELECTRIC MOTOR 55KW | 22844 | DAIKIN APPLIED EUROPE SPA | AHMT05500S0250M4PN1
5015386 | ELECTRIC MOTOR 37KW | 22844 | DAIKIN APPLIED EUROPE SPA | AHMT03700S0225S4PN1
5015387 | ALUMINIUM PROFILE 4MT | 22844 | DAIKIN APPLIED EUROPE SPA | 128815032-PROFILE
5015388 | COVER PANEL TYPE A | 22844 | DAIKIN APPLIED EUROPE SPA | 128815032-CVR
5015389 | SIDE PANEL TYPE B | 22844 | DAIKIN APPLIED EUROPE SPA | 128815032-SIDEB
5015390 | SIDE PANEL TYPE C | 22844 | DAIKIN APPLIED EUROPE SPA | 128815032-SIDEC
5015391 | HANDLE 25 - MCQUAY.020 WITH LOCK | 22844 | DAIKIN APPLIED EUROPE SPA | AHMG25A1NMFG140-027
5015393 | FAN ASSY EC TYPE K3G400-AQ23-01-C 3 | 22844 | DAIKIN APPLIED EUROPE SPA | AHFECK3G400-AQ23-01
5015394 | FAN ASSY EC TYPE K3G560-AQ04-01-C 3 | 22844 | DAIKIN APPLIED EUROPE SPA | AHFECK3G560-AQ04-01
5015439 | GASKET DISCH.VALVE | 22844 | DAIKIN APPLIED EUROPE SPA | 132021058
5015442 | INTERNAL PANEL WIRE KIT | 22844 | DAIKIN APPLIED EUROPE SPA | 888101157
5015449 | M/C TOP SLIDE 3VR FR3BL | 22844 | DAIKIN APPLIED EUROPE SPA | 332122701
5015450 | LOWER SLIDE 3VR F3BL | 22844 | DAIKIN APPLIED EUROPE SPA | 332123101
5015451 | SPRING FOR LOWER SLIDE | 22844 | DAIKIN APPLIED EUROPE SPA | 332104201
5015452 | TOP SLIDE GLYDE RING FR3B | 22844 | DAIKIN APPLIED EUROPE SPA | 332126701
5015453 | LOWER SLIDE GLYDE RING | 22844 | DAIKIN APPLIED EUROPE SPA | 332637501
5015459 | EMPTY BOX FOR ELEC PANEL ABB | 22844 | DAIKIN APPLIED EUROPE SPA | AHQEIRESEL-SRN4320K
5015462 | LOCKNUT M45x1.5 KMK 9 | 22844 | DAIKIN APPLIED EUROPE SPA | 7569-150
5015464 | FR3BS OIL SEP C-113175 | 22844 | DAIKIN APPLIED EUROPE SPA | M351000200
5015465 | FAN THLZ 400 FL PL-Without Flange | 22844 | DAIKIN APPLIED EUROPE SPA | AHFA2B1THLZ0400FP-1
5015466 | CORNER SUPPORT | 22844 | DAIKIN APPLIED EUROPE SPA | AHBC100AALL1ABAS100
5015470 | ACTUATOR FITTED MODULATING 24V | 22844 | DAIKIN APPLIED EUROPE SPA | AHAT-MODUL-LM024ASR
5015471 | HEPA FILTER HCP-9 H13 305x610x292 | 22844 | DAIKIN APPLIED EUROPE SPA | AHFL305X610F6QHCP-9
5015472 | ADDITONAL TAPPING POINT (PLASTIC) | 22844 | DAIKIN APPLIED EUROPE SPA | AHPPANYL9DUMBO.0000
5015474 | COND.COIL GUARD KIT - OPCG | 22844 | DAIKIN APPLIED EUROPE SPA | 229825111-INV-SP
5015475 | VERICAL BRACKET WHB | 22844 | DAIKIN APPLIED EUROPE SPA | 119403810[A]
5015476 | LONG.BRACKET SUPPORT PANEL WHB | 22844 | DAIKIN APPLIED EUROPE SPA | 119403809[C]
5015477 | DSR DIGITAL INVERTER BLU 5.5KW | 22844 | DAIKIN APPLIED EUROPE SPA | AHINVERTER00550KW1S
5015478 | PUMP LOWARA NSC40-125/2.2Kw | 22844 | DAIKIN APPLIED EUROPE SPA | 132018040
5015479 | PUMP LOWARA NSC50-125/4.0Kw | 22844 | DAIKIN APPLIED EUROPE SPA | 132018043
5015480 | SIDE PANEL EST PLASTISOL | 22844 | DAIKIN APPLIED EUROPE SPA | AHPNL4014-142319002
5015481 | GASKET SUCT.VALVE 16' WDC100-26 | 22844 | DAIKIN APPLIED EUROPE SPA | 132021048
5015484 | MAIN ROTOR SHAFT-BEAR. HSS3218 | 22844 | DAIKIN APPLIED EUROPE SPA | M330561102
5015501 | KIT CURR.LIMIT(C/L)ECP1C.FR3 | 22844 | DAIKIN APPLIED EUROPE SPA | 129620194
5015504 | EL. RELAY S00 3-12A CL.10 | 22844 | DAIKIN APPLIED EUROPE SPA | SP-132015202
5015505 | EVAPORATOR EV40270099/9N2 20MM 115V PED | 22844 | DAIKIN APPLIED EUROPE SPA | 135004379-SP
5015506 | EVAPORATOR EV66391717/9N2 20MM 115V PED | 22844 | DAIKIN APPLIED EUROPE SPA | 135004380-SP
5015507 | PORTHOLE PANEL 42 | 22844 | DAIKIN APPLIED EUROPE SPA | AHOB042APOL200OBP40
5015508 | Motor KW=2.20 Npoles= 4 | 22844 | DAIKIN APPLIED EUROPE SPA | AHMT00220F100LA4PL1
5015512 | COND.COIL (AC) DX 4500x3x14 44F 3c | 22844 | DAIKIN APPLIED EUROPE SPA | 135003398[C]-SP
5015513 | COND.COIL (AC) SX 4500x3x14 44F 3c | 22844 | DAIKIN APPLIED EUROPE SPA | 135003394[C]-SP
5015514 | POWER CABLE ASSY F4AS C2 AWS.3 | 22844 | DAIKIN APPLIED EUROPE SPA | 10000110025[A]
5015515 | POWER CABLE ASSY F4AS C3 AWS.3 | 22844 | DAIKIN APPLIED EUROPE SPA | 10000110026[A]
5015516 | POWER CABLE ASSY F4AS C1 AWS.3 | 22844 | DAIKIN APPLIED EUROPE SPA | 10000110027[A]
5015517 | COOLING FAN 4715SL-05W-B60-UR1 | 22844 | DAIKIN APPLIED EUROPE SPA | 300-028-230
5015518 | COOLING FAN MMF-09D24TS-CM1 | 22844 | DAIKIN APPLIED EUROPE SPA | 300-029-281
5015519 | COOLING FAN MMF-12F24DS-CM1 | 22844 | DAIKIN APPLIED EUROPE SPA | 300-057-236
5015520 | COOLING FAN 2410ML-05W-B70-BQ9 | 22844 | DAIKIN APPLIED EUROPE SPA | 300-055-169
5015521 | COOLING FAN 5920FT-D5W-B60-D04 24V | 22844 | DAIKIN APPLIED EUROPE SPA | 300-055-832
5015523 | COMPR.INVERTER PCB 90KW | 22844 | DAIKIN APPLIED EUROPE SPA | 374R000920AV
5015524 | COMPR.INVERTER PCB 120KW | 22844 | DAIKIN APPLIED EUROPE SPA | 374R000920BV
5015525 | MOTOR 1.10 KW- 4POLES-380V/50Hz | 22844 | DAIKIN APPLIED EUROPE SPA | AHMT00110F0090S4PH1
5015526 | MOTOR 1.50 KW- 4POLES-380V/50Hz | 22844 | DAIKIN APPLIED EUROPE SPA | AHMT00150F0090L4PH1
5015527 | MESH PAD FR3B/3A 430x406x50 | 22844 | DAIKIN APPLIED EUROPE SPA | 332644301
5015528 | MESH PAD SMALL FR3A 400x115x40 | 22844 | DAIKIN APPLIED EUROPE SPA | 236121601
5015529 | UV LAMP KIT | 22844 | DAIKIN APPLIED EUROPE SPA | AHSP-KIT-1141367001
5015530 | INVERTER PCB ASSY 2P285264-3-G00000569-3 | 22844 | DAIKIN APPLIED EUROPE SPA | 000018022
5015532 | VALVE CAP C/W O-RING | 22844 | DAIKIN APPLIED EUROPE SPA | D000488
5015533 | 3 WAY VALVE DN50 KVS40 VXG41-50 | 22844 | DAIKIN APPLIED EUROPE SPA | AHQE3V-0000VXG41-50
5015534 | COND.COIL(CU) SX 5400x3x14 (D) | 22844 | DAIKIN APPLIED EUROPE SPA | 135003135-SP
5015535 | COND.COIL(CU) DX 5400x3x14 (D) | 22844 | DAIKIN APPLIED EUROPE SPA | 135003139-SP
5015536 | COND.COIL.(CU)SX 3600x3x14 (B-D) | 22844 | DAIKIN APPLIED EUROPE SPA | 135003003-SP
5015537 | COND.COIL(CU)DX 3600x3x14 (B-D) | 22844 | DAIKIN APPLIED EUROPE SPA | 135003007-SP
5015552 | PLUG DOOR KIT FOR 144025001/0 | 22844 | DAIKIN APPLIED EUROPE SPA | AHSP-KIT144025001-2
5015553 | DIFF.PRESS.CONTROLLER DPC200-EP4000 | 22844 | DAIKIN APPLIED EUROPE SPA | AHQE-EC0-10V-0-4000
5015554 | NOISE FILTER B84111F0000G125 | 22844 | DAIKIN APPLIED EUROPE SPA | 131093116
5015555 | KIT CONVERT OV14-04263 TO HP | 22844 | DAIKIN APPLIED EUROPE SPA | 888101165
5015556 | DISCHARGE LN-XN LINE 2 FR3B | 22844 | DAIKIN APPLIED EUROPE SPA | 10000104203[A]
5015558 | ANT.FSFA-EE DN300 AB/PN16-PN16 | 22844 | DAIKIN APPLIED EUROPE SPA | 111220079
5015559 | FAN THLZ 315 T-WITHOUT FLANGE | 22844 | DAIKIN APPLIED EUROPE SPA | AHFA2B1THLZ0315T1-1
5015560 | EVAPORATOR EV40271010/5 10MM 115V PED | 22844 | DAIKIN APPLIED EUROPE SPA | 135004383-SP
5015568 | LOW NOISE CAB.-TOP HSW/ECP2cSEXE+DE | 22844 | DAIKIN APPLIED EUROPE SPA | 128815032-TOP
5015569 | CU-PIPE V.ESP-EVAP L.1 ECP50:73xe/73se | 22844 | DAIKIN APPLIED EUROPE SPA | 218509012[C]
5015572 | PHE EvSWEP DS400-118D PED/noISOL | 22844 | DAIKIN APPLIED EUROPE SPA | 132811254
5015573 | KIT SPEEDTROLL ABB 1 INVERTER | 22844 | DAIKIN APPLIED EUROPE SPA | 10EMS0420001[B]
5015574 | EVAPORATOR EV40270099/9N2 20MM 110V PED | 22844 | DAIKIN APPLIED EUROPE SPA | 135004384-SP
5015575 | CENTRAL CONTR.BOX DOOR AWS2_C3 l | 22844 | DAIKIN APPLIED EUROPE SPA | 10000100381[A]-SP
5015603 | COMPR.HSW235 2.2VR 145Kw.400v.os110v | 22844 | DAIKIN APPLIED EUROPE SPA | M350999107-SP
5015629 | EVAPORATOR EV32110066 (all)10MM 110V PED | 22844 | DAIKIN APPLIED EUROPE SPA | 135004386-SP
5015630 | POWER CONTR.BOX DOOR AWS2_C3 l | 22844 | DAIKIN APPLIED EUROPE SPA | 10000100382[A]-SP
5015631 | FAN ASSY EC K3G355-AX56-90–3 | 22844 | DAIKIN APPLIED EUROPE SPA | AHFECK3G250-AY11-C2
5015643 | STAR KIT FR4AL-HSA263 | 22844 | DAIKIN APPLIED EUROPE SPA | 240300201
5015647 | CABLE ENTRY BOX MNG EVO | 22844 | DAIKIN APPLIED EUROPE SPA | 10EPI0000042
5015648 | INT.PANEL CABLES + FEM CONN. | 22844 | DAIKIN APPLIED EUROPE SPA | 888101169
5015649 | DISHARGE + FLEX C1 WHS.3 STD | 22844 | DAIKIN APPLIED EUROPE SPA | 225010231
5015650 | DISHARGE + FLEX C2 WHS.3 STD | 22844 | DAIKIN APPLIED EUROPE SPA | 225010232
5015651 | DISHARGE + FLEX C3 WHS.3 STD | 22844 | DAIKIN APPLIED EUROPE SPA | 225010233
5015660 | CONTROL PANEL-AHQEI1010303000 | 22844 | DAIKIN APPLIED EUROPE SPA | AHQEI1010303000
5015661 | ELECTRIC HEATER CONTROL PANEL | 22844 | DAIKIN APPLIED EUROPE SPA | AHQEIA010200000
5015662 | THERMOHYGROMETER +70°C | 22844 | DAIKIN APPLIED EUROPE SPA | AHSL-CAR-DPDC210000
5015663 | DUCT HUMIDITY SENSOR SIEMENS | 22844 | DAIKIN APPLIED EUROPE SPA | AHQEDC0-10V-QFM2100
5015664 | CNT-CONTROL PANEL-AHQEI1010906 | 22844 | DAIKIN APPLIED EUROPE SPA | AHQEI1010906000
5015665 | MAIN CONTROLLER POL638+WITH SOFTWARE | 22844 | DAIKIN APPLIED EUROPE SPA | AHQE-SPOL638-70-WSW
5015666 | EVAPORATOR EV27110066/15 10MM 110V PED | 22844 | DAIKIN APPLIED EUROPE SPA | 135004388-SP
5015667 | ROTALOCK 1-1/4' D.22 | 22844 | DAIKIN APPLIED EUROPE SPA | 130841052
5015668 | COMPRESSOR EMI FILTER (HP) | 22844 | DAIKIN APPLIED EUROPE SPA | 129623120
5015669 | CURRENT LIMIT KIT AWS TAI400 | 22844 | DAIKIN APPLIED EUROPE SPA | 61076
5015670 | EVAPORATOR AREA GUARD KIT W10F_44F | 22844 | DAIKIN APPLIED EUROPE SPA | 41000199847
5015671 | FUSE NH00C-gG 35A/1500635 | 22844 | DAIKIN APPLIED EUROPE SPA | 131030002
5015672 | GASKET QUAD RING | 22844 | DAIKIN APPLIED EUROPE SPA | 330549202
5015673 | EVAPORATOR EV19200066/9 10MM PED | 22844 | DAIKIN APPLIED EUROPE SPA | 135004389-SP
5015675 | EVAPORATOR EV40270099/9N2 20MM PED | 22844 | DAIKIN APPLIED EUROPE SPA | 135004390-SP
5015676 | COND.COIL (AC) SX 3600x3x14 44F | 22844 | DAIKIN APPLIED EUROPE SPA | 41000103061-SP
5015677 | COND.COIL (AC) DX 3600x3x14 44F | 22844 | DAIKIN APPLIED EUROPE SPA | 41000103073-SP
5015678 | EVAPORATOR EV32200099 20MM PED | 22844 | DAIKIN APPLIED EUROPE SPA | 135004391-SP
5015681 | CONDENSER CB2731066 PED | 22844 | DAIKIN APPLIED EUROPE SPA | 135004392-SP
5015682 | TRANSPORTATION COND.COIL GUARD PROT.KIT | 22844 | DAIKIN APPLIED EUROPE SPA | 41000199899
5015683 | POWER SIDE DOOR | 22844 | DAIKIN APPLIED EUROPE SPA | 10ELA0060006-SP
5015684 | CONTROL DOOR | 22844 | DAIKIN APPLIED EUROPE SPA | 10ELA0060002-SP
5015685 | CENTRAL DOOR | 22844 | DAIKIN APPLIED EUROPE SPA | 10ELA0060004-SP
5015688 | SOLENOID VALVE CABLE AWS 3C | 22844 | DAIKIN APPLIED EUROPE SPA | 10000110034[A]-C3
5015694 | COMPR.HSA-205 690/3/60 R407/410 115V | 22844 | DAIKIN APPLIED EUROPE SPA | M330480110-SP
5015697 | PUMP LOWARA LNTE65-125/5.5Kw | 22844 | DAIKIN APPLIED EUROPE SPA | 132018028
5015700 | DIFF.PRESS.CONTROLLER DPC200-EP0500 | 22844 | DAIKIN APPLIED EUROPE SPA | AHQE-EC0-10V-0-0500
5015756 | COND.HEAD COVER IRON CB D273 CERAMIC | 22844 | DAIKIN APPLIED EUROPE SPA | 888101175
5015817 | KIT NEW COILS AHU1133053001 | 22844 | DAIKIN APPLIED EUROPE SPA | AHSP-KIT-OV15-00519
5015818 | CABLE ASSY AUX 4-6Fos VT+VE1s/MNG2c | 22844 | DAIKIN APPLIED EUROPE SPA | C129640517-MF
5015819 | CABLE ASSY CONTR C1-2 os 4-6F/MNG2c | 22844 | DAIKIN APPLIED EUROPE SPA | C129640547-MF
5015820 | KIT SPR.CLIP BRACK.RHE HEAT WH.125057002 | 22844 | DAIKIN APPLIED EUROPE SPA | AHSP-KIT-OV15-00530
5015822 | BOTTOM PANEL OPLN WHB-043-080 | 22844 | DAIKIN APPLIED EUROPE SPA | 139420326[A]-RIC
5015823 | KIT-2 NEW COILS AHU1133053001 | 22844 | DAIKIN APPLIED EUROPE SPA | AHSP-KIT2OV15-00519
5015824 | SWITCH BOX DOOR LOCK | 22844 | DAIKIN APPLIED EUROPE SPA | SP-131025026
5015832 | M/C DELY END BRG CLAMP PLATE | 22844 | DAIKIN APPLIED EUROPE SPA | M350234801
5015833 | PHE | 22844 | DAIKIN APPLIED EUROPE SPA | 41000102617-SP
5015834 | FILTER 610x305x292 HEPA | 22844 | DAIKIN APPLIED EUROPE SPA | AHFL305X610F6P00HCP
5015835 | FILTER 592X592X305 F5 | 22844 | DAIKIN APPLIED EUROPE SPA | AHFL-5221100612
5015836 | FILTER 592X287X305 DRIPAK | 22844 | DAIKIN APPLIED EUROPE SPA | AHFL-5221200312
5015837 | FILTER 592X287X305 DRIPAK | 22844 | DAIKIN APPLIED EUROPE SPA | AHFL-5221290312
5015838 | FILTER 594X492X305 F5 | 22844 | DAIKIN APPLIED EUROPE SPA | AHFL-5221900612
5015839 | FILTER 594X492X305 DRIPAK | 22844 | DAIKIN APPLIED EUROPE SPA | AHFL-5221990612
5015840 | BAG FILTER 592X287X270 | 22844 | DAIKIN APPLIED EUROPE SPA | AHFL592X287F8H09RTD
5015841 | BAG FILTER 592X494X270 | 22844 | DAIKIN APPLIED EUROPE SPA | AHFL592X494F8H09RTD
5015842 | RIGID BAG FILTER 10RTD F9 592x494x270 | 22844 | DAIKIN APPLIED EUROPE SPA | AHFL592X494F8L10RTD
5015843 | BAG FILTER 592X592X270 | 22844 | DAIKIN APPLIED EUROPE SPA | AHFL592X592F8H09RTD
5015844 | LIQ.LINE WITHOUT VALVE | 22844 | DAIKIN APPLIED EUROPE SPA | 218366042[A]-NOVLV
5015845 | COND.COIL GUARD PROT.KIT | 22844 | DAIKIN APPLIED EUROPE SPA | 41000199832-SP
5015846 | FAN NTHZ 500 T1-RD90 with Flange | 22844 | DAIKIN APPLIED EUROPE SPA | AHFA002NTHZ0500T122
5015847 | BEARING FOR COMEFRI FANS | 22844 | DAIKIN APPLIED EUROPE SPA | AHFB-BEARING35NPPB
5015848 | CONDENSER CB4531186/2P PED | 22844 | DAIKIN APPLIED EUROPE SPA | 135004394-SP
5015849 | EVAPORATOR EV 40270099/11N2 20MM PED | 22844 | DAIKIN APPLIED EUROPE SPA | 135004393-SP
5015850 | COUNTERPIPE THREADED 4”- L.150mm | 22844 | DAIKIN APPLIED EUROPE SPA | E44116114
5015851 | COUNTERPIPE THREADED 4”- L.200mm | 22844 | DAIKIN APPLIED EUROPE SPA | E44113114
5015852 | COUNTERPIPE NO THREADED L=1000mm | 22844 | DAIKIN APPLIED EUROPE SPA | BE44100114NF
5015853 | AUX CABLE ASSY 10F.osVT+VE1s/MNG3200 | 22844 | DAIKIN APPLIED EUROPE SPA | 129640573-MF2
5015854 | CABLE ASSY CONTR.MALE FEM C1/C2 | 22844 | DAIKIN APPLIED EUROPE SPA | 129640583-MF2
5015858 | COND.COIL (AL) SX 3600x3x14 (D) 4+1 | 22844 | DAIKIN APPLIED EUROPE SPA | 135003109-SP
5015859 | COND.COIL (AL) DX 3600x3x14 (D) 4+1 | 22844 | DAIKIN APPLIED EUROPE SPA | 135003113-SP
5015860 | COND.COIL (AL) SX 4500x3x14 (D) | 22844 | DAIKIN APPLIED EUROPE SPA | 135003117-SP
5015861 | COND.COIL (AL) DX 4500x3x14 (D) | 22844 | DAIKIN APPLIED EUROPE SPA | 135003121-SP
5015862 | PUMP LOWARA LNEE65-125/4.0Kw | 22844 | DAIKIN APPLIED EUROPE SPA | 132018009
5015863 | COND.COIL CON-EVAPsxAC1800x3x14 INCL | 22844 | DAIKIN APPLIED EUROPE SPA | 135003474-INCL-SP
5015864 | COND.COIL CON-EVAPsxAC1800x3x14 VERT | 22844 | DAIKIN APPLIED EUROPE SPA | 135003474-VERT-SP
5015865 | COND.COIL CON-EVAPdxAC1800x3x14 INCL | 22844 | DAIKIN APPLIED EUROPE SPA | 135003478-INCL-SP
5015866 | COND.COIL CON-EVAPdxAC1800x3x14 VERT | 22844 | DAIKIN APPLIED EUROPE SPA | 135003478-VERT-SP
5015867 | COND.COIL CON-EVAPsxAC1800x4x12 INCL | 22844 | DAIKIN APPLIED EUROPE SPA | 135003466-INCL-SP
5015868 | COND.COIL CON-EVAPsxAC1800x4x12 VERT | 22844 | DAIKIN APPLIED EUROPE SPA | 135003466-VERT-SP
5015869 | COND.COIL CON-EVAPdxAC1800x4x12 INCL | 22844 | DAIKIN APPLIED EUROPE SPA | 135003470-INCL-SP
5015870 | COND.COIL CON-EVAPdxAC1800x4x12 VER | 22844 | DAIKIN APPLIED EUROPE SPA | 135003470-VERT-SP
5015871 | EVAPORATOR EV40181212/9 20MM PED | 22844 | DAIKIN APPLIED EUROPE SPA | 135004395-SP
5015872 | EVAPORATOR EV27270066/13N2 20MM PED | 22844 | DAIKIN APPLIED EUROPE SPA | 135004396-SP
5015873 | SPARE PART-DRIVE SCREEN KIT | 22844 | DAIKIN APPLIED EUROPE SPA | AHSP-KIT141706003-4
5015874 | COMPR.BITZ.8GE-60Y 1P.380/220.66+RU | 22844 | DAIKIN APPLIED EUROPE SPA | 131019498
5015875 | COMPR.FR3BL 2.0VR-VFD 125kW380V 60Hz | 22844 | DAIKIN APPLIED EUROPE SPA | 236191524-SP
5015880 | CABLE ASSY AUXc1-c2 PRX.2 | 22844 | DAIKIN APPLIED EUROPE SPA | 135007051
5015881 | KIT SPARE PARTS NEW COIL AHU 1 | 22844 | DAIKIN APPLIED EUROPE SPA | AHSP-KIT2144025001-2
5015882 | DAIKIN LOGO STICKER DAE | 22844 | DAIKIN APPLIED EUROPE SPA | 31045119
5015886 | COND.COIL GUARD PROT.KIT | 22844 | DAIKIN APPLIED EUROPE SPA | 41000199838
5015887 | COMPRESS.TT300-H6-1-ST-C-O-CE | 22844 | DAIKIN APPLIED EUROPE SPA | 170429
5015888 | COMPRESS.TT400-H9-1-ST-C-O-CE | 22844 | DAIKIN APPLIED EUROPE SPA | 170344
5015897 | BOLT M10X70 | 22844 | DAIKIN APPLIED EUROPE SPA | E10750000/TUV
5015898 | METAL SUNBURST SUPPORT | 22844 | DAIKIN APPLIED EUROPE SPA | AHSP-TH3-13100220C0
5015899 | ISOLATOR SWITCH VT630 | 22844 | DAIKIN APPLIED EUROPE SPA | SP-132015273
5015900 | ISOLATOR SHAFT VT630 | 22844 | DAIKIN APPLIED EUROPE SPA | SP-132015274
5015901 | INTERLOCK VT630 | 22844 | DAIKIN APPLIED EUROPE SPA | SP-132015275
5015902 | FRONT MASKING FRAME IP66 | 22844 | DAIKIN APPLIED EUROPE SPA | SP-132015314
5015903 | AUX. SWITCH 1NC + 1NO 60-250V | 22844 | DAIKIN APPLIED EUROPE SPA | SP-132015313
5015904 | MAIN SWITCH 630A-36kA | 22844 | DAIKIN APPLIED EUROPE SPA | SP-132015259
5015907 | EVAPORATOR EV40271111/9n2 20MM PED | 22844 | DAIKIN APPLIED EUROPE SPA | 135004398-SP
5015908 | EVAPORATOR EV40270099/11NS 20MM PED | 22844 | DAIKIN APPLIED EUROPE SPA | 135004399-SP
5015909 | KIT SENSOR ASS.TEMP.MOTOR | 22844 | DAIKIN APPLIED EUROPE SPA | 100196-1
5015910 | EXP.VALVE 650ton(body 1400T) | 22844 | DAIKIN APPLIED EUROPE SPA | 330848021-SP[A]
5015911 | OIL SEPARATOR FRM 4 – PRX | 22844 | DAIKIN APPLIED EUROPE SPA | 220001130-PRX-SP
5015922 | INVERT. KEB 560KW-RLA955 | 22844 | DAIKIN APPLIED EUROPE SPA | 139999404-SP
5015925 | HEATER TRANSITION 0.48OHM 350W | 22844 | DAIKIN APPLIED EUROPE SPA | 132012043-ORIG
5015926 | EVAPORATOR EV27270088/NS 20MM PED | 22844 | DAIKIN APPLIED EUROPE SPA | 135004400-SP
5015927 | MAIN SWITCH 315KW 400V 50hz | 22844 | DAIKIN APPLIED EUROPE SPA | SP-132015315
5015928 | CHECK VALVE SUPPORT FR3B-4A | 22844 | DAIKIN APPLIED EUROPE SPA | 236127801
5015929 | CHECK-VALVE SPRING-FR3B/FR4A | 22844 | DAIKIN APPLIED EUROPE SPA | 236127901
5015930 | CHECK VALVE PISTON FR3B-4A | 22844 | DAIKIN APPLIED EUROPE SPA | 236128001
5015931 | COMPR.MQCS908 2C R22 | 22844 | DAIKIN APPLIED EUROPE SPA | N39099980
5015933 | CABINET GRILL KIT V 4FAN 44 | 22844 | DAIKIN APPLIED EUROPE SPA | 41000199848
5015934 | COND.CLOSING PLATE SX (3100) | 22844 | DAIKIN APPLIED EUROPE SPA | 119405039
5015935 | COND.CLOSING PLATE DX (3100) | 22844 | DAIKIN APPLIED EUROPE SPA | 119405040
5015938 | PEH EvSWEP S400T-74 PED/noISOL | 22844 | DAIKIN APPLIED EUROPE SPA | 132811268
5015939 | FUSE NH00 KTF gG 160A 500V - 1500160 | 22844 | DAIKIN APPLIED EUROPE SPA | SP-131030056
5015940 | FUSE NH00C Kombi gG 20A 500V - 1500620 | 22844 | DAIKIN APPLIED EUROPE SPA | SP-131030069
5015941 | KIT FLAT ROOF AHU 145340001 | 22844 | DAIKIN APPLIED EUROPE SPA | AHSP-KIT-1145340001
5015942 | PUMP LOWARA FCTE50-125/1.5Kw. | 22844 | DAIKIN APPLIED EUROPE SPA | 132017021
5015943 | COMPACT FLASH MEMORY CARD WMC | 22844 | DAIKIN APPLIED EUROPE SPA | AM12000I-BEN93
5015945 | MTR & BLADE FN080-ADA.6N.V7P5 | 22844 | DAIKIN APPLIED EUROPE SPA | 168897
5015948 | CYL.ROLLER BRG NU 2309 ET | 22844 | DAIKIN APPLIED EUROPE SPA | 7552-206N
5015949 | BEARING 7309BEGBP(7309BETNUM) 3100-200 | 22844 | DAIKIN APPLIED EUROPE SPA | 7541-110
5015950 | DIGITAL INVERT.OPER. KEB 00.F5.060-1100 | 22844 | DAIKIN APPLIED EUROPE SPA | 00.F5.060-1100
5015951 | SIDE PANEL | 22844 | DAIKIN APPLIED EUROPE SPA | AHPNL4022-144767001
5015952 | SIDE PANEL | 22844 | DAIKIN APPLIED EUROPE SPA | AHPNL4026-142319003
5015955 | INVERTER KEB 55Kw | 22844 | DAIKIN APPLIED EUROPE SPA | 22.F5.CAR-Y003
5015956 | CONTROL PANEL FAN IP54 230V | 22844 | DAIKIN APPLIED EUROPE SPA | SP-132015260
5015957 | WATERPUMP ETABLOC 065-050-160 GG | 22844 | DAIKIN APPLIED EUROPE SPA | 132017055
5015958 | CONTACTOR AC-230V 50-60HZ 3P 3RT1044-1AL | 22844 | DAIKIN APPLIED EUROPE SPA | SP-132015287
5015959 | CU-PIPE D.42X2 L=230 | 22844 | DAIKIN APPLIED EUROPE SPA | 218506262
5015960 | COIL GUARD KIT 8F. W 44F | 22844 | DAIKIN APPLIED EUROPE SPA | 41000199835-SP
5015961 | BAG FILTER F7 592x488x149 | 22844 | DAIKIN APPLIED EUROPE SPA | AHFL-2771100009
5015962 | BAG FILTER F7 592x287x149 | 22844 | DAIKIN APPLIED EUROPE SPA | AHFL-2771100002
5015963 | BAG FILTER F7 592x592x149 | 22844 | DAIKIN APPLIED EUROPE SPA | AHFL-2771100015
5015965 | CLOSING PANEL ACZH | 22844 | DAIKIN APPLIED EUROPE SPA | 41000100578[B]
5015967 | PC WITH NO BASE & 2 GB WMC | 22844 | DAIKIN APPLIED EUROPE SPA | 331620003
5015968 | RUBBER ISOLATOR AMC BSB125 A60 M16 | 22844 | DAIKIN APPLIED EUROPE SPA | 10000107046
5015986 | BOLT M12X40 UNI 5739-8.8 | 22844 | DAIKIN APPLIED EUROPE SPA | 130328179
5015987 | EC FAN ASSY K3G355-AX56-90–3 | 22844 | DAIKIN APPLIED EUROPE SPA | AHFECK3G355-AX56-90
5016041 | PISTON COMPLETE D77 MQCS600 | 22844 | DAIKIN APPLIED EUROPE SPA | 132009045
5016042 | SOUND PROOF CABINET 6:14Fan | 22844 | DAIKIN APPLIED EUROPE SPA | 18CIXXA0001[D]-RIC
5016043 | INVERTER KEB 630KW | 22844 | DAIKIN APPLIED EUROPE SPA | 36.F5.AAP-Y00D
5016072 | COND.COIL(AL) LEFT 3600x3x14 50HOL | 22844 | DAIKIN APPLIED EUROPE SPA | 10000103081[B]-SP
5016073 | COND.COIL(AL) RIGHT 3600x3x14 50HOL | 22844 | DAIKIN APPLIED EUROPE SPA | 10000103085[B]-SP
5016074 | SIDE PANEL AHU 150287001 | 22844 | DAIKIN APPLIED EUROPE SPA | AHPNL4024-150287001
5016075 | COND.COIL (AC) SX 3600x3x12 44F. V | 22844 | DAIKIN APPLIED EUROPE SPA | 41000103213-SP
5016080 | PANEL ISP.SUP VKB800-500 | 22844 | DAIKIN APPLIED EUROPE SPA | 829030290X
5016081 | BOLT TCEI 8.8 M10X40 UNI ZINC | 22844 | DAIKIN APPLIED EUROPE SPA | E10154000
5016082 | FAN THLZ 180 R-RD90 WITHOUT FLANGE | 22844 | DAIKIN APPLIED EUROPE SPA | AHFA000THLZ0180-R21
5016083 | COMPR.FR3BS 2.0VR-VFD 125kW380V 60Hz | 22844 | DAIKIN APPLIED EUROPE SPA | 236191523-SP
5016084 | CL INVERTER 120 kW RAFF. R134a | 22844 | DAIKIN APPLIED EUROPE SPA | CL.10EPI1200001
5016085 | TOP PANEL SPARES VKB 750-500 | 22844 | DAIKIN APPLIED EUROPE SPA | 829030292X
5016086 | CIRCUIT BREAKER 3RV1041-4JA10 | 22844 | DAIKIN APPLIED EUROPE SPA | SP-132015168
5016087 | WATER FILTER | 22844 | DAIKIN APPLIED EUROPE SPA | 132017051
5016088 | COND.COIL (AL) SX 1800x2x16 44F/2F | 22844 | DAIKIN APPLIED EUROPE SPA | 135003449[B]-SP
5016089 | COND.COIL (AL) DX 1800x2x16 44F/2F | 22844 | DAIKIN APPLIED EUROPE SPA | 135003453[B]-SP
5016090 | HUMIDIFIER SPARE PARTS KIT AHU | 22844 | DAIKIN APPLIED EUROPE SPA | AHSP-KIT-1132029001
5016091 | CU PIPE EVAP-V.ESP.1-2 PRX340:575.2 | 22844 | DAIKIN APPLIED EUROPE SPA | 215006801
5016092 | OIL FILTER SPINDLE-NEW | 22844 | DAIKIN APPLIED EUROPE SPA | M330439901
5016095 | HEAT-L Cu-Al-FeZn P60AC 1R-28T | 22844 | DAIKIN APPLIED EUROPE SPA | AHCOI0104150794010
5016098 | COMPR.HSA167 3.0-VR 400V.OS/K66 110v | 22844 | DAIKIN APPLIED EUROPE SPA | M330200013
5016099 | SPARE PARTS KIT FOR AHU 144945 | 22844 | DAIKIN APPLIED EUROPE SPA | AHSP-KIT-1144945001
5016101 | TRANSPARENT CONTROLLER COVER 248x218mm | 22844 | DAIKIN APPLIED EUROPE SPA | SP-132015256
5016102 | SUCT.PIPE WITH VALVE PFS108:151 | 22844 | DAIKIN APPLIED EUROPE SPA | 221507030
5016108 | COND.COIL (AC) SX 3600x3x12 44F | 22844 | DAIKIN APPLIED EUROPE SPA | 41000103341-SP
5016109 | COND.COIL (AC) SX 3600x3x12 44F | 22844 | DAIKIN APPLIED EUROPE SPA | 41000103345-SP
5016110 | COND.COIL (AC) DX 3600x3x12 44F | 22844 | DAIKIN APPLIED EUROPE SPA | 41000103349-SP
5016111 | COND.COIL (AC) DX 3600x3x12 44F | 22844 | DAIKIN APPLIED EUROPE SPA | 41000103353-SP
5016112 | COMPRESSOR HEATER 400V-250W | 22844 | DAIKIN APPLIED EUROPE SPA | 132012002
5016113 | STATOR 98 kW 380/3/60 Hz | 22844 | DAIKIN APPLIED EUROPE SPA | 332107664
5016114 | SLIDE VVR | 22844 | DAIKIN APPLIED EUROPE SPA | M332106901
5016115 | TERMINAL PLATE | 22844 | DAIKIN APPLIED EUROPE SPA | M332106701
5016116 | ECONOMISER B80X32 | 22844 | DAIKIN APPLIED EUROPE SPA | 132811188
5016117 | WATER PUMP ETABLOC GN 065-160/1852 | 22844 | DAIKIN APPLIED EUROPE SPA | 132017050
5016131 | PUMP LOWARA LNEE40-125/1.5KW | 22844 | DAIKIN APPLIED EUROPE SPA | 132018005
5016132 | SOFT BAG FILTER L30 - Class F9 | 22844 | DAIKIN APPLIED EUROPE SPA | AHFL592X592A3L2000S
5016135 | PHE ECONOMISER B80X20 | 22844 | DAIKIN APPLIED EUROPE SPA | 132811185
5016136 | PHE ECONOMISER B80X24 | 22844 | DAIKIN APPLIED EUROPE SPA | 132811186
5016137 | PHE ECONOMISER B80X28 | 22844 | DAIKIN APPLIED EUROPE SPA | 132811187
5016138 | PHE ECONOMISER B80X36 | 22844 | DAIKIN APPLIED EUROPE SPA | 132811189
5016139 | PHE ECONOMISER B80X40 | 22844 | DAIKIN APPLIED EUROPE SPA | 132811190
5016140 | STATOR 102 KW 400/3/83 HZ | 22844 | DAIKIN APPLIED EUROPE SPA | 332107678
5016141 | COMPRESSOR INVERTER REACTOR 120KW | 22844 | DAIKIN APPLIED EUROPE SPA | 10EPI1200002
5016142 | RITEPRO NON-RETURN VALVE KIT | 22844 | DAIKIN APPLIED EUROPE SPA | 95822-319
5016143 | COMPRESSOR INVERTER 90KW | 22844 | DAIKIN APPLIED EUROPE SPA | CL.10EPI0900001
5016144 | END RAIL | 22844 | DAIKIN APPLIED EUROPE SPA | 10000100006
5016145 | CIRC.BREAKER 2.2~3.2A 3RV2011-1DA10 | 22844 | DAIKIN APPLIED EUROPE SPA | SP-132015187
5016146 | CONTACTOR 230V 3RT2015-1AP01 | 22844 | DAIKIN APPLIED EUROPE SPA | SP-132015308
5016149 | BUFFER TANK WITH CAB.1000Lt. | 22844 | DAIKIN APPLIED EUROPE SPA | 838050015CA7032
5016150 | SPARES KIT EWAD740C-XR OV15-00220 | 22844 | DAIKIN APPLIED EUROPE SPA | 888101170
5016151 | SPARES KIT EWAD120E-SL OV15-00184 | 22844 | DAIKIN APPLIED EUROPE SPA | 888101173
5016152 | SPARES KIT EWAD210E-SL OV15-00183 | 22844 | DAIKIN APPLIED EUROPE SPA | 888101172
5016153 | SPARES KIT EWAD600D-XR OV15-00221 | 22844 | DAIKIN APPLIED EUROPE SPA | 888101171
5016157 | CONTACTOR 30kW-AC3-100A 3RT1044-1AB00 | 22844 | DAIKIN APPLIED EUROPE SPA | AHQEI-3RT1044-1AB00
5016163 | EVAPORATOR HEAD GASKET | 22844 | DAIKIN APPLIED EUROPE SPA | E44136603
5016164 | DISTRIBUTOR GASKET | 22844 | DAIKIN APPLIED EUROPE SPA | E44136604
5016165 | DISTRIBUTOR GASKET | 22844 | DAIKIN APPLIED EUROPE SPA | E44136605
5016166 | O-RING ID=66,68 x 3,53 mm | 22844 | DAIKIN APPLIED EUROPE SPA | AE44130170
5016167 | "PLASTIC CAP M56x3 xRUB.4""GL" | 22844 | DAIKIN APPLIED EUROPE SPA | 130526050
5016168 | "PLASTIC CAP M57x2 xRUB.4""HY" | 22844 | DAIKIN APPLIED EUROPE SPA | 130526051
5016169 | AUX CABLE C1-2 ALS-F (ETS-250) | 22844 | DAIKIN APPLIED EUROPE SPA | 135008304
5016175 | INVERTER HEATWHEEL KR4 KLINGENBURG | 22844 | DAIKIN APPLIED EUROPE SPA | AHQE-HW-KR4
5016176 | INVERT HEATWHEEL KR4R + ROT MAGN SENSOR | 22844 | DAIKIN APPLIED EUROPE SPA | AHQE-HW-KR4R
5016185 | SOFT BAG FILTER L30 - CLASS F7 | 22844 | DAIKIN APPLIED EUROPE SPA | AHFL592X494A3G2000S
5016186 | FAN EC TYPE K3G500-AP24-01 – 3 | 22844 | DAIKIN APPLIED EUROPE SPA | AHFECK3G500-AP24-01
5016227 | PUMP LOWARA LNTE80-160/7,5Kw | 22844 | DAIKIN APPLIED EUROPE SPA | 132018030
5016301 | FAN NTHZ 315 R-RD90 without Flange | 22844 | DAIKIN APPLIED EUROPE SPA | AHFA000NTHZ0315-R21
5016305 | PUMP LOWARA LNEE50-125/2.2Kw | 22844 | DAIKIN APPLIED EUROPE SPA | 132018004
5016311 | TANK SE500LT+ISOL+TEL+ACC+115vR7044 | 22844 | DAIKIN APPLIED EUROPE SPA | 838050013+CAB/7044
5016312 | NON-RETURN (CHECK) VALVE FR3AS-FR3AL | 22844 | DAIKIN APPLIED EUROPE SPA | 240100101
5016313 | NON-RETURN (CHECK) VALVE FR3B-FR4A | 22844 | DAIKIN APPLIED EUROPE SPA | 240200301
5016314 | NON-RETURN (CHECK) VALVE FRAME 2 | 22844 | DAIKIN APPLIED EUROPE SPA | A11424100
5016315 | OIL FILTER GASKET SET | 22844 | DAIKIN APPLIED EUROPE SPA | 128811001
5016316 | SHIM KIT 4200-HSA/HSW 243 | 22844 | DAIKIN APPLIED EUROPE SPA | 92848-406-SP
5016317 | STAR BEARING KIT FR2 | 22844 | DAIKIN APPLIED EUROPE SPA | 888101143
5016318 | STAR BEARING KIT FR4A | 22844 | DAIKIN APPLIED EUROPE SPA | 240300401
5016319 | STAR KIT FR3BL-HSA232 | 22844 | DAIKIN APPLIED EUROPE SPA | 240200201
5016320 | STAR KIT FR4AS-HSA241 | 22844 | DAIKIN APPLIED EUROPE SPA | 240300101
5016321 | STAR KIT FR4AXL-HSA269 | 22844 | DAIKIN APPLIED EUROPE SPA | 240300301
5016325 | FLOW GRID EBM for D 560-630 | 22844 | DAIKIN APPLIED EUROPE SPA | AHFLOWGRIDRDP630
5016327 | O-RING | 22844 | DAIKIN APPLIED EUROPE SPA | AE44130221
5016328 | SOUND PROOF CABINET 6Fan XXN | 22844 | DAIKIN APPLIED EUROPE SPA | 239554909[D]-SP
5016329 | SPARE PARTS ROOF KIT FOR AHU1 | 22844 | DAIKIN APPLIED EUROPE SPA | AHSP-KIT-1144935001
5016330 | TR.SUP.THRUST PUMP WSC100-126 | 22844 | DAIKIN APPLIED EUROPE SPA | 330475101
5016344 | DAMPER H=610 X W=1060 ALUMINIUM | 22844 | DAIKIN APPLIED EUROPE SPA | AHDP0610X1060AET1AL
5016345 | DAMPER ACTUATOR LF24-SR–4Nm-Belimo | 22844 | DAIKIN APPLIED EUROPE SPA | AHAT-MO-RML-LF24-SR
5016348 | ELECTRICAL KIT FOR TWIN PUMP 1.1kW | 22844 | DAIKIN APPLIED EUROPE SPA | 10EMS0800000
5016352 | PUMP LOWARA CEA70/5 | 22844 | DAIKIN APPLIED EUROPE SPA | AHPMCEA 70/5
5016360 | COMPR.SOUND PROOF CABINET LNXN 1-2 AWS.2 | 22844 | DAIKIN APPLIED EUROPE SPA | 10000102470[H]-SP
5016361 | PCO GRAPHIC DISPLAY PGD0000W00-CAREL | 22844 | DAIKIN APPLIED EUROPE SPA | 224620044
5016362 | KIT JET PUMP ACZH C1 | 22844 | DAIKIN APPLIED EUROPE SPA | 41000199500
5016363 | "CONNECTION 1/4"" x1/4"" SAE" | 22844 | DAIKIN APPLIED EUROPE SPA | 132013286
5016364 | "ANTI-LEAKAGE CU 1/2""SAE TUBE D.12" | 22844 | DAIKIN APPLIED EUROPE SPA | 132013469
5016365 | "ANTI-LEAKAGE CU1/4""SAE TUBE D.6" | 22844 | DAIKIN APPLIED EUROPE SPA | 132013470
5016366 | "REDUCT.ADAPT.M.1/4""SAE-F.1/2""SAE" | 22844 | DAIKIN APPLIED EUROPE SPA | 130837031
5016367 | "COPPER GASKET 1/2""SAE" | 22844 | DAIKIN APPLIED EUROPE SPA | 130803053
5016368 | DUAL SHUT-OFF VALVE 3032-33 3/8" | 22844 | DAIKIN APPLIED EUROPE SPA | 130853004
5016369 | EXP.VALVE SERI-JS 1.1/8"-1.1/8" | 22844 | DAIKIN APPLIED EUROPE SPA | 131009180
5016370 | SAF.VALVE 3060/34C 24.5BAR 3/8"" NPT | 22844 | DAIKIN APPLIED EUROPE SPA | 131038308
5016371 | M.TECH III EXP.VALVE C.B.-POL94E.00/MCQ | 22844 | DAIKIN APPLIED EUROPE SPA | 10000109665
5016372 | CRANKC.HEATER 82W-230V ZP235 | 22844 | DAIKIN APPLIED EUROPE SPA | 41000107006[A]
5016373 | FUSE CH14 gG 40A 500V 1431040 | 22844 | DAIKIN APPLIED EUROPE SPA | SP-131029074
5016374 | OVERL.RELAY 28..40A 1NO+1NC 3RU1136-4FB0 | 22844 | DAIKIN APPLIED EUROPE SPA | SP-132015158
5016375 | SOFT STARTER ABB-PSE37-600-70 | 22844 | DAIKIN APPLIED EUROPE SPA | SP-132015294
5016378 | FAN EBMP.A3G800-AU25-01 | 22844 | DAIKIN APPLIED EUROPE SPA | 139410238-E
5016383 | UPPER SIDE PANEL AHU-151993002 | 22844 | DAIKIN APPLIED EUROPE SPA | AHPNLB005-151993002
5016388 | COMPR.CLOSURE SIDE PANEL | 22844 | DAIKIN APPLIED EUROPE SPA | 20-P-CA0027
5016389 | TOP COVER PANEL AGZC | 22844 | DAIKIN APPLIED EUROPE SPA | 20-P-EP0008
5016398 | EVAPORATOR AREA GUARD KIT | 22844 | DAIKIN APPLIED EUROPE SPA | 10000102475
5016400 | MAIN SWITCH 630A ABB-OT630E03 | 22844 | DAIKIN APPLIED EUROPE SPA | SP-132015306
5016401 | FILTER G4 490x592x48 | 22844 | DAIKIN APPLIED EUROPE SPA | AHFL-490X592X48 G4
5016402 | BAG FILTER F7 592x287x290 | 22844 | DAIKIN APPLIED EUROPE SPA | AHFL-2262400062
5016403 | BAG FILTER F7 592x592x290 | 22844 | DAIKIN APPLIED EUROPE SPA | AHFL-2262400065
5016404 | BAG FILTER F7 490x592x290 | 22844 | DAIKIN APPLIED EUROPE SPA | AHFL-2262400064
5016414 | MESHPAD SUPPORT PLATE ASSY FR3B | 22844 | DAIKIN APPLIED EUROPE SPA | 236126001
5016415 | KIT BOLT/NUTS FR3B | 22844 | DAIKIN APPLIED EUROPE SPA | 128810918
5016416 | OIL FILTER FR3B FR4A CR | 22844 | DAIKIN APPLIED EUROPE SPA | 236126401
5016417 | SENSOR WELL(INSERT HOLDER) | 22844 | DAIKIN APPLIED EUROPE SPA | 118510358
5016418 | OIL SEP GASKET FR3B | 22844 | DAIKIN APPLIED EUROPE SPA | 332127501
5016434 | COMPR.GASKET KIT FR3B CR | 22844 | DAIKIN APPLIED EUROPE SPA | 128810943
5016440 | EMERGENCY PUSH BUTTOM ASSY | 22844 | DAIKIN APPLIED EUROPE SPA | AHQE-FUNGOEME-COMPL
5016441 | RETROF.MICR.II 50HZ CE 1 COMP | 22844 | DAIKIN APPLIED EUROPE SPA | 228302682
5016445 | SPARE PARTS ROOF KIT FOR AHU13706 | 22844 | DAIKIN APPLIED EUROPE SPA | AHSP-KIT-1137062002
5016455 | CLOSING SHEET PANEL FAN SECT.MNG+HPI | 22844 | DAIKIN APPLIED EUROPE SPA | 119405172
5016456 | SX FRONT PANEL 7032 6F/HPI3100 | 22844 | DAIKIN APPLIED EUROPE SPA | 119405164
5016457 | DX FRONT PANEL 7032 6F/HPI3100 | 22844 | DAIKIN APPLIED EUROPE SPA | 119405165
5016458 | TRANSITION PLATE ASSY FR3B | 22844 | DAIKIN APPLIED EUROPE SPA | 236125801
5016459 | DISCHARGE GASKET | 22844 | DAIKIN APPLIED EUROPE SPA | 236127701
5016462 | GASKET.DN.10'X FLANGE ASP.P | 22844 | DAIKIN APPLIED EUROPE SPA | 132021042
5016472 | COMPRESSOR BOX c2 F3BS | 22844 | DAIKIN APPLIED EUROPE SPA | 10000109228
5016473 | POWER CABLE ASSY F3BS c2 AWS.2 | 22844 | DAIKIN APPLIED EUROPE SPA | 10000109690[B]
5016474 | LIQ.INJECT. PIPE ASSY LINE 2 FR3B | 22844 | DAIKIN APPLIED EUROPE SPA | 10000104126[B]
5016476 | SCROLL COMPR.ZP182KQE-TFD-477-COPELAND | 22844 | DAIKIN APPLIED EUROPE SPA | 41000107001[A]-SP
5016477 | SCROLL COMPR.ZP235KCE-TWD-522-COPELAND | 22844 | DAIKIN APPLIED EUROPE SPA | 41000107002-SP
5016478 | SCROLL COMPR.ZP295KCE-TWD-522-COPELAND | 22844 | DAIKIN APPLIED EUROPE SPA | 41000107003-SP
5016479 | SCROLL COMPR.ZP385KCE-TWD-522-COPELAND | 22844 | DAIKIN APPLIED EUROPE SPA | 41000107004-SP
5016480 | SCROLL COMPR.ZP485KCE-TWD-522-COPELAND | 22844 | DAIKIN APPLIED EUROPE SPA | 41000107005-SP
5016481 | SAF.VALVE 3060/45C 45BAR 1/2" NPT | 22844 | DAIKIN APPLIED EUROPE SPA | 131038230
5016482 | 4-WAY VALVE SHF(L)-175-1217 | 22844 | DAIKIN APPLIED EUROPE SPA | 131050025
5016483 | 4-WAY VALVE SHF(L)-140-1214 | 22844 | DAIKIN APPLIED EUROPE SPA | 131050026
5016484 | 4-WAY VALVE SHF(L)-100-1012-01 | 22844 | DAIKIN APPLIED EUROPE SPA | 131050027
5016485 | 4-WAY VALVE SHF(L)-350-1721 | 22844 | DAIKIN APPLIED EUROPE SPA | 131050028
5016486 | 4-WAY VALVE COIL 230V | 22844 | DAIKIN APPLIED EUROPE SPA | 131066090
5016487 | CRANKC.HEATER 95W-230V ZP295-385-485-725 | 22844 | DAIKIN APPLIED EUROPE SPA | 41000107007[A]
5016488 | OIL RESTRICTOR WASHER OD41.15mm-ID33mm | 22844 | DAIKIN APPLIED EUROPE SPA | 41000107015
5016489 | FILTER DRIER 4411/13AF/1 Core | 22844 | DAIKIN APPLIED EUROPE SPA | 133304008-CASTEL
5016490 | TRANSFORMER 400V/230V/24V 900/800/100VA | 22844 | DAIKIN APPLIED EUROPE SPA | SP-131045155
5016491 | TRANSFORMER 400V/230V/24V 300/1150/100VA | 22844 | DAIKIN APPLIED EUROPE SPA | SP-131045156
5016492 | OVERL.RELAY 57..75A 1NO+1NC 3RU1146-4KB0 | 22844 | DAIKIN APPLIED EUROPE SPA | SP-132015172
5016493 | CONTACTOR AC-230V 50HZ 3P 3RT1034-1AL20 | 22844 | DAIKIN APPLIED EUROPE SPA | SP-132015284
5016494 | CONTACTOR AC-230V 50HZ 3P 3RT1035-1AL20 | 22844 | DAIKIN APPLIED EUROPE SPA | SP-132015285
5016495 | CONTACTOR AC-230V 50HZ 3P 3RT1036-1AL20 | 22844 | DAIKIN APPLIED EUROPE SPA | SP-132015286
5016496 | CONTACTOR AC-230V 50HZ 3P 3RT1045-1AL20 | 22844 | DAIKIN APPLIED EUROPE SPA | SP-132015288
5016497 | CIRC.BREAKER 64~160A 3RV1063-7CL10 | 22844 | DAIKIN APPLIED EUROPE SPA | SP-132015290
5016498 | AUX.SWITCH 250V AC/DC 3RV1991-1AA0 | 22844 | DAIKIN APPLIED EUROPE SPA | SP-132015291
5016499 | OVERLOAD RELAY 36~45A 3RU1136-4GB0 | 22844 | DAIKIN APPLIED EUROPE SPA | SP-132015292
5016500 | OVERLOAD RELAY 40~50A 3RU1136-4HB0 | 22844 | DAIKIN APPLIED EUROPE SPA | SP-132015293
5016501 | SOFT STARTER PSRC45-600-70-ABB | 22844 | DAIKIN APPLIED EUROPE SPA | SP-132015295
5016502 | SOFT STARTER PSRC60-600-70-ABB | 22844 | DAIKIN APPLIED EUROPE SPA | SP-132015296
5016503 | SOFT STARTER PSRC72-600-70-ABB | 22844 | DAIKIN APPLIED EUROPE SPA | SP-132015297
5016504 | SOFT STARTER PSRC85-600-70-ABB | 22844 | DAIKIN APPLIED EUROPE SPA | SP-132015298
5016505 | SOFT STARTER PSE142-600-70-ABB | 22844 | DAIKIN APPLIED EUROPE SPA | SP-132015299
5016506 | SOLID STATE RELAY 0,7A CROUZET-88827014 | 22844 | DAIKIN APPLIED EUROPE SPA | SP-132015300
5016507 | MAIN SWITCH 160A ABB-OT160EV03 | 22844 | DAIKIN APPLIED EUROPE SPA | SP-132015302
5016508 | MAIN SWITCH 200A ABB-OT200E03 | 22844 | DAIKIN APPLIED EUROPE SPA | SP-132015303
5016509 | MAIN SWITCH 250A ABB-OT250E03 | 22844 | DAIKIN APPLIED EUROPE SPA | SP-132015304
5016510 | MAIN SWITCH 400A ABB-OT400EW03 | 22844 | DAIKIN APPLIED EUROPE SPA | SP-132015305
5016511 | SCROLL COMPR.ZP725 | 22844 | DAIKIN APPLIED EUROPE SPA | X19COXXP0001
5016512 | PUMP LOWARA LNTE65-125/5,5Kw | 22844 | DAIKIN APPLIED EUROPE SPA | 132018061
5016513 | RETROFIT KIT 3220-3221 2C | 22844 | DAIKIN APPLIED EUROPE SPA | 888001079
5016514 | PUMP LOWARA LNEE50-125/1.5Kw. | 22844 | DAIKIN APPLIED EUROPE SPA | 132018001
5016522 | CONTACT. 7.5KW 400V 3P 3RT2025-1AB00 | 22844 | DAIKIN APPLIED EUROPE SPA | AHQE-3RT2025-1AB00
5016524 | SALMSON PUMP SIL210-14.5/11 | 22844 | DAIKIN APPLIED EUROPE SPA | 10000107164
5016562 | FRONT LEG Dx WHB | 22844 | DAIKIN APPLIED EUROPE SPA | 119405804[A]
5016563 | TOP LEFT OUTSIDE RAIL WHB | 22844 | DAIKIN APPLIED EUROPE SPA | 119405808
5016564 | FRONT LEG Sx WHB | 22844 | DAIKIN APPLIED EUROPE SPA | 119405803
5016565 | LEFT OUTSIDE RAIL WHB | 22844 | DAIKIN APPLIED EUROPE SPA | 19405801[C]
5016566 | TOP BRACKET WHB | 22844 | DAIKIN APPLIED EUROPE SPA | 119405810[A]
5016567 | SCREW ASSY FR4 HSA-205-Q(4100) | 22844 | DAIKIN APPLIED EUROPE SPA | M350234003
5016571 | STATOR 174kw 690/60/3 FR4 | 22844 | DAIKIN APPLIED EUROPE SPA | M330559778
5016572 | CYL.ROLLER BRG.60x95x18 NU1012 | 22844 | DAIKIN APPLIED EUROPE SPA | 7552-109
5016573 | SPIRAL RETAINING RING 3200 | 22844 | DAIKIN APPLIED EUROPE SPA | 7616-410
5016594 | FREQ.REGULATOR HEATWHEEL KR4R | 22844 | DAIKIN APPLIED EUROPE SPA | AHQE-HW-KR4R
5016595 | FAN ASSY EC K3G355-AY43-22 C 1 | 22844 | DAIKIN APPLIED EUROPE SPA | AHFECK3G355-AY43-22
5016596 | RIGHT OUTSIDE RAIL WHB | 22844 | DAIKIN APPLIED EUROPE SPA | 119405802[C]
5016597 | CENTRAL COMPR.SUPPORT | 22844 | DAIKIN APPLIED EUROPE SPA | 18TEXXP0002
5016598 | CLAMP CLC5 28-PA/PL XTUB.D28 | 22844 | DAIKIN APPLIED EUROPE SPA | 131109052
5016599 | BRACKET SUPPORT LIQUID LINE | 22844 | DAIKIN APPLIED EUROPE SPA | 119405204
5016600 | CABLE DUCT 10F.F3A | 22844 | DAIKIN APPLIED EUROPE SPA | 229825098
5016601 | PHE COND B80-NC-F 110 p. | 22844 | DAIKIN APPLIED EUROPE SPA | 132811366
5016603 | "T-JOINT 1/8""NPT-2x1/4""SAE" | 22844 | DAIKIN APPLIED EUROPE SPA | 130817031
5016604 | COMPR.STATOR 440V-60Hz | 22844 | DAIKIN APPLIED EUROPE SPA | M330481766
5016605 | COMPR.CABINET XN 8:10F.F3A EVO | 22844 | DAIKIN APPLIED EUROPE SPA | 239554906[C]
5016606 | TANK S1000LT+ISOL+TEL+ACC+230vR7044 | 22844 | DAIKIN APPLIED EUROPE SPA | 838050015+CAB/7044
5016607 | "EXP.VALVE SERI-GS 7/8""-1.1/8" | 22844 | DAIKIN APPLIED EUROPE SPA | 131009179
5016608 | "FILTER DRIER 1.1/8"" Copper" | 22844 | DAIKIN APPLIED EUROPE SPA | 133304035
5016609 | "FILTER DRIER 1.1/8"" DDCY409S" | 22844 | DAIKIN APPLIED EUROPE SPA | 133304042
5016610 | "FILTER DRIER 1.3/8"" DDCY411S" | 22844 | DAIKIN APPLIED EUROPE SPA | 133304043
5016611 | "FILTER DRIER 1.5/8"" DDCY513S" | 22844 | DAIKIN APPLIED EUROPE SPA | 133304044
5016612 | CRANKC.HEATER 66W-230V ZP182 | 22844 | DAIKIN APPLIED EUROPE SPA | 41000107000[A]
5016613 | CIRC.BREAKER 3RV2011-1HA15 | 22844 | DAIKIN APPLIED EUROPE SPA | SP-132015307
5016614 | FAN SPEED CONTROLLER VRTS10BADNT20 | 22844 | DAIKIN APPLIED EUROPE SPA | SP-132015309
5016617 | PUMP LOWARA LNTE50-125/2.2Kw. | 22844 | DAIKIN APPLIED EUROPE SPA | 132018023
5016619 | COMPR.TERM.BOX 3100/3200 420x311x110mm | 22844 | DAIKIN APPLIED EUROPE SPA | 110002075
5016620 | COMPR.TERM.BOX COVER 3100/3200 INV | 22844 | DAIKIN APPLIED EUROPE SPA | 110002076
5016621 | COMPR.TERM.BOX FRM4 490x360x125mm | 22844 | DAIKIN APPLIED EUROPE SPA | 119403331
5016622 | COMPR.TERM.BOX COVER FRM4 | 22844 | DAIKIN APPLIED EUROPE SPA | 119403330
5016623 | LIQ.PIPE 1 (E4027/5F+1c) ALSF.2 | 22844 | DAIKIN APPLIED EUROPE SPA | 225011323-SP
5016624 | LIQ.PIPE 2 (E4027/6F) ALSF/MPW.2 | 22844 | DAIKIN APPLIED EUROPE SPA | 225011327-SP
5016628 | SPARE PARTS ROOF KIT AHU 13706 | 22844 | DAIKIN APPLIED EUROPE SPA | AHSP-KIT-1137062004
5016629 | EEV CABLE 034G2202 - 4x0.5 2M M12 CPE | 22844 | DAIKIN APPLIED EUROPE SPA | 034G2202
5016630 | SHIM SET KIT FR3 | 22844 | DAIKIN APPLIED EUROPE SPA | 92847-305-SP[A]
5016631 | SHIM SET KIT FR4A | 22844 | DAIKIN APPLIED EUROPE SPA | 128810923-SP[A]
5016632 | COMPR.FULL GASKET KIT FR4A | 22844 | DAIKIN APPLIED EUROPE SPA | 128810921-SP[A]
5016633 | SUPPORT PLATE LEFT FOR CABIN.4:8F | 22844 | DAIKIN APPLIED EUROPE SPA | 119405023[D]
5016634 | SUPPORT PLATE MID.FOR 8F/F6cu-cs | 22844 | DAIKIN APPLIED EUROPE SPA | 119405044[C]
5016635 | BEAM 8 FANS FRAME (R.) | 22844 | DAIKIN APPLIED EUROPE SPA | 119405006-DX
5016636 | CONTR.BOX DOOR (R) 2224x800x300mm | 22844 | DAIKIN APPLIED EUROPE SPA | 10ELA0010009[A]
5016640 | NEW CABLE DUCT /MNG-8F(STLN) | 22844 | DAIKIN APPLIED EUROPE SPA | 229825029
5016667 | BOLT M16x155 UNI-5739-8,8 | 22844 | DAIKIN APPLIED EUROPE SPA | 130328241
5016668 | SPRING WASHER 17 UNI-1751 | 22844 | DAIKIN APPLIED EUROPE SPA | 130908009
5016669 | FITTING FOR VALVE MOON DN_80 | 22844 | DAIKIN APPLIED EUROPE SPA | 115005116[A]
5016671 | DISCHARGE SHUT-OFF VALVE | 22844 | DAIKIN APPLIED EUROPE SPA | 130814083[A]
5016675 | GASKET 249,5x3 | 22844 | DAIKIN APPLIED EUROPE SPA | 7316-423
5016676 | TOP PLATE OPLN WHB | 22844 | DAIKIN APPLIED EUROPE SPA | 139420320[B]
5016677 | BACK PANEL 1 WHB | 22844 | DAIKIN APPLIED EUROPE SPA | 119405817[B]
5016680 | 3 WAY VALVE DN40 KVS25 VXG41-40 | 22844 | DAIKIN APPLIED EUROPE SPA | AHQE3V-0000VXG41-40
5016681 | BUFFER TANK WITHOUT CAB.1000LT. | 22844 | DAIKIN APPLIED EUROPE SPA | 838050015-NOCAB
5016682 | FILTER DRIPAK 2000S F9 592x494x305 | 22844 | DAIKIN APPLIED EUROPE SPA | AHFL592X494A3L2000S
5016683 | FILTER DRIPAK 2000S F9 287x592x305 | 22844 | DAIKIN APPLIED EUROPE SPA | AHFL287X592A3L2000S
5016690 | KIT CONTAINER PRXC.1 | 22844 | DAIKIN APPLIED EUROPE SPA | 54201
5016691 | PUMP LOWARA LNTE100-160/11 Kw | 22844 | DAIKIN APPLIED EUROPE SPA | 132018032
5016692 | RIGID BAG FILTER 10RTD F9 592x592x270 | 22844 | DAIKIN APPLIED EUROPE SPA | AHFL592X592F8L10RTD
5016693 | HEPA FILTER HCP-9 H13 610x610x292 | 22844 | DAIKIN APPLIED EUROPE SPA | AHFL610X610F6QHCP-9
5016694 | COMPR.FULL GASKET KIT 4200(FRAME 4) | 22844 | DAIKIN APPLIED EUROPE SPA | 128810989-SP[A]
5016699 | CLOSURE PANEL (DX) AGZH | 22844 | DAIKIN APPLIED EUROPE SPA | 20-P-CA0017
5016700 | FAN ASSY EC K3G310-BB49-02 – 3 | 22844 | DAIKIN APPLIED EUROPE SPA | AHFECK3G310-BB49-02
5016717 | FLOW SWITCH PIPE KIT | 22844 | DAIKIN APPLIED EUROPE SPA | 20-A-WL0005[A]
5016718 | FLOW SWITCH CABLE AGZC-AGZH | 22844 | DAIKIN APPLIED EUROPE SPA | 10EAGFSC0010
5016724 | FUSE BASE E18 D02 3418.010 | 22844 | DAIKIN APPLIED EUROPE SPA | 3418.010
5016725 | KIT BOLTS/NUT FOR HS3100 | 22844 | DAIKIN APPLIED EUROPE SPA | 128810999
5016726 | COMPR.LOW NOISE CABINET C1 B | 22844 | DAIKIN APPLIED EUROPE SPA | 41000200014[B]
5016727 | COMPR.LOW NOISE CABINET C2 B | 22844 | DAIKIN APPLIED EUROPE SPA | 41000200015[D]
5016728 | FAN EC TYPE K3G500-AQ33-01–3 | 22844 | DAIKIN APPLIED EUROPE SPA | AHFECK3G500-AQ33-01
5016734 | CABLE GLAND PG9 | 22844 | DAIKIN APPLIED EUROPE SPA | 129100092
5016743 | COMPR.HSA205 690v/3/60Hz.R134a 115v | 22844 | DAIKIN APPLIED EUROPE SPA | M350234010
5016777 | DIGITAL SCROLL EXP.VALVE MEX-18-2SAP-C | 22844 | DAIKIN APPLIED EUROPE SPA | MEX-18-2SAP-C
5016778 | CENTR.WIRED REMOTE CONTR.MC-CCS02B-E | 22844 | DAIKIN APPLIED EUROPE SPA | MC-CCS02B-E
5016780 | VLT HVAC BASIC DRIVE FC101 4Kw-131L9866 | 22844 | DAIKIN APPLIED EUROPE SPA | 10EPI0000053
5016783 | PHE ACH-500DQ-270 20MM | 22844 | DAIKIN APPLIED EUROPE SPA | 137013130-SP
5016785 | COMPR. SOUND PROOF CABINET TANDEM W | 22844 | DAIKIN APPLIED EUROPE SPA | 41000200006[B]-SP
5900002 | CIRC.BREAKER 4.5~6.3A 3RV2011-1GA10 | 22844 | DAIKIN APPLIED EUROPE SPA | 5900002
5900003 | COMPRESSOR SOUND CABINET | 22844 | DAIKIN APPLIED EUROPE SPA | 5900003
5900006 | COND.COIL GUARD KIT - 8F.W44F | 22844 | DAIKIN APPLIED EUROPE SPA | 5900006
5900007 | COND.COIL (AL) SX 5400x3x14 50F | 22844 | DAIKIN APPLIED EUROPE SPA | 5900007
5900008 | COND.COIL (AL) DX 5400x3x14 50F | 22844 | DAIKIN APPLIED EUROPE SPA | 5900008
5900009 | INVERTER ASSY 160KW (286) | 22844 | DAIKIN APPLIED EUROPE SPA | 5900009
5900010 | COND.COIL CON-EV.SxAC 2700x4x12 VER | 22844 | DAIKIN APPLIED EUROPE SPA | 5900010
5900011 | COND.COIL CON-EV.DxAC 2700x4x12 INC | 22844 | DAIKIN APPLIED EUROPE SPA | 5900011
5900012 | COND.COIL CON-EV.SxAC 2700x4x12 INC | 22844 | DAIKIN APPLIED EUROPE SPA | 5900012
5900013 | COND.COIL CON-EV.DxAC 2700x4x12 VER | 22844 | DAIKIN APPLIED EUROPE SPA | 5900013
5900014 | INV. ON/OFF SWITCH XB4BD21 | 22844 | DAIKIN APPLIED EUROPE SPA | 5900014
5900015 | REMOTE SWITCH XB4BD33 | 22844 | DAIKIN APPLIED EUROPE SPA | 5900015
5900022 | TRANS.1500VA P=380/400/415V | 22844 | DAIKIN APPLIED EUROPE SPA | 5900022
5900023 | EVAPORATOR EV32200077/13 N3 BT PED | 22844 | DAIKIN APPLIED EUROPE SPA | 5900023
5900026 | EVAPORATOR EV32270088/9N2 115V 10MM PED | 22844 | DAIKIN APPLIED EUROPE SPA | 5900026
5900027 | EVAPORATOR EV32210088/9N3 115V 10MM PED | 22844 | DAIKIN APPLIED EUROPE SPA | 5900027
5900028 | EVAPORATOR EV27270066/17N3 115V 20MM PED | 22844 | DAIKIN APPLIED EUROPE SPA | 5900028
5900029 | CAPACITOR KIT 90KW | 22844 | DAIKIN APPLIED EUROPE SPA | 5900029
5900030 | CAPACITOR KIT 120KW | 22844 | DAIKIN APPLIED EUROPE SPA | 5900030
5900031 | STARTER BOARD 90KW | 22844 | DAIKIN APPLIED EUROPE SPA | 5900031
5900032 | STARTER BOARD 120KW | 22844 | DAIKIN APPLIED EUROPE SPA | 5900032
5900033 | REGULATION BOARD 90KW 4M0008 | 22844 | DAIKIN APPLIED EUROPE SPA | 5900033
5900034 | REGULATION BOARD 120KW | 22844 | DAIKIN APPLIED EUROPE SPA | 5900034
5900035 | EVAPORATOR EV40271010/13NS 115V 20MM PED | 22844 | DAIKIN APPLIED EUROPE SPA | 5900035
5900037 | COND.COIL (AC) SX 4500x3x14 44F 5+1 | 22844 | DAIKIN APPLIED EUROPE SPA | 5900037
5900038 | COND.COIL (AC) DX 4500x3x14 44F 5+1 | 22844 | DAIKIN APPLIED EUROPE SPA | 5900038
5900039 | COND.COIL (AC) SX 5400x3x14 44F | 22844 | DAIKIN APPLIED EUROPE SPA | 5900039
5900040 | COND.COIL (AC) DX 5400x3x14 44F | 22844 | DAIKIN APPLIED EUROPE SPA | 5900040
5900041 | KIT SIDE INSUL.PANEL WHB043:80 | 22844 | DAIKIN APPLIED EUROPE SPA | 5900041
5900042 | EVAPORATOR EV 40270077/9N3 BT | 22844 | DAIKIN APPLIED EUROPE SPA | 5900042
5900043 | COND.COIL (AC)SX 4500x2x16(44F)10F/B | 22844 | DAIKIN APPLIED EUROPE SPA | 5900043
5900044 | COND.COIL (AC)DX 4500x2x16(44F)10F/B | 22844 | DAIKIN APPLIED EUROPE SPA | 5900044
5900046 | COND. COIL GUARD KIT GRID 28F 3C | 22844 | DAIKIN APPLIED EUROPE SPA | 5900046
5900047 | EVAPORATOR EV32270088/9N3 PED | 22844 | DAIKIN APPLIED EUROPE SPA | 5900047
5900048 | EVAPORATOR EV40270099/11N3 PED | 22844 | DAIKIN APPLIED EUROPE SPA | 5900048
5900049 | TRANSFORMER 230/400V 1000VA | 22844 | DAIKIN APPLIED EUROPE SPA | 5900049
5900050 | CIRCUIT BREAKER 3RV2021-1FA10 | 22844 | DAIKIN APPLIED EUROPE SPA | 5900050
5900051 | GREEN LIGHT 230V (XB4BVM3) | 22844 | DAIKIN APPLIED EUROPE SPA | 5900051
5900052 | RED LIGHT 230V (XB4BVM4) | 22844 | DAIKIN APPLIED EUROPE SPA | 5900052
5900053 | RED LIGHT 24V (XB4BVB4) | 22844 | DAIKIN APPLIED EUROPE SPA | 5900053
5900054 | YELLOW LIGHT 24V (XB4BVM5) | 22844 | DAIKIN APPLIED EUROPE SPA | 5900054
5900055 | AUTO - OFF - MANUAL PUMP SWITCH XB4BD33 | 22844 | DAIKIN APPLIED EUROPE SPA | 5900055
5900056 | LAMP TEST GREEN BUTTON XB4BA31 | 22844 | DAIKIN APPLIED EUROPE SPA | 5900056
5900057 | ELEC. SOCKET(FEM.)3P+N+T 63A CA515.6357 | 22844 | DAIKIN APPLIED EUROPE SPA | 5900057
5900058 | ELEC.SOCKET(MALE)2P+T220VIP67 50/60Hz16A | 22844 | DAIKIN APPLIED EUROPE SPA | 5900058
5900059 | ELEC.SOCKET(MALE)PLUG COVER 2P+E 16A 20A | 22844 | DAIKIN APPLIED EUROPE SPA | 5900059
5900060 | ELECT.SOCKET (SCHUKO) 2P+T 250VAC 16A | 22844 | DAIKIN APPLIED EUROPE SPA | 5900060
5900061 | HEATER 150W 100-250V (0086030) | 22844 | DAIKIN APPLIED EUROPE SPA | 5900061
5900062 | ANTI-CONDENSATE HEATER THERMOSTAT | 22844 | DAIKIN APPLIED EUROPE SPA | 5900062
5900063 | SWITCH BOX LIGHT 4W 230V | 22844 | DAIKIN APPLIED EUROPE SPA | 5900063
5900064 | AC/DC POW.CONV.120-230V 24VDC5A XCSF120C | 22844 | DAIKIN APPLIED EUROPE SPA | 5900064
5900065 | MULTIMETER MF7FT40046 | 22844 | DAIKIN APPLIED EUROPE SPA | 5900065
5900066 | CONVERSION KIT USB RS485-RS232 | 22844 | DAIKIN APPLIED EUROPE SPA | 5900066
5900067 | ETHERNET CABLE 20MT | 22844 | DAIKIN APPLIED EUROPE SPA | 5900067
5900069 | EVAPORATOR EV40211212/5 N3 10MM 115V PED | 22844 | DAIKIN APPLIED EUROPE SPA | 5900069
5900070 | AUX.CABLE ASSY ECP 1C Mono OS M/F | 22844 | DAIKIN APPLIED EUROPE SPA | 5900070
5900071 | CONTROL PANEL VENTILATION FAN 0102735 | 22844 | DAIKIN APPLIED EUROPE SPA | 5900071
5900072 | HEATER 100W 100-250V (0086020) | 22844 | DAIKIN APPLIED EUROPE SPA | 5900072
5900073 | CIRCUIT BREAKER 5SY6302-7 | 22844 | DAIKIN APPLIED EUROPE SPA | 5900073
5900074 | CURRENT TRANSFORMER TA54050C600 | 22844 | DAIKIN APPLIED EUROPE SPA | 5900074
5900075 | SOUND PROOF CAB. LN 2-4F MONO | 22844 | DAIKIN APPLIED EUROPE SPA | 5900075
5900077 | PHE ACH_232DQ-162H INSUL | 22844 | DAIKIN APPLIED EUROPE SPA | 5900077
5900078 | EVAPORATOR EV27110077/13N3 10MM PED | 22844 | DAIKIN APPLIED EUROPE SPA | 5900078
5900079 | PIPE CONN. ASSY EVAPO-EXP.VALVE C1 | 22844 | DAIKIN APPLIED EUROPE SPA | 5900079
5900080 | PIPE CONN. ASSY EVAPO-EXP.VALVE C2 | 22844 | DAIKIN APPLIED EUROPE SPA | 5900080
5900082 | OIL SEPARATOR FRM 4 – ALS | 22844 | DAIKIN APPLIED EUROPE SPA | 5900082
5900083 | HIGH PRESS SWITCH | 22844 | DAIKIN APPLIED EUROPE SPA | 5900083
5900092 | COND.COIL (AL) DX 1800x3x14 44F/2F | 22844 | DAIKIN APPLIED EUROPE SPA | 5900092
5900093 | COND.COIL (AL) SX 1800x3x14 44F/2F | 22844 | DAIKIN APPLIED EUROPE SPA | 5900093
5900094 | COND.COIL (AL) SX 5400x3x16 50F | 22844 | DAIKIN APPLIED EUROPE SPA | 5900094
5900095 | COND.COIL (AL) DX 5400x3x16 50F | 22844 | DAIKIN APPLIED EUROPE SPA | 5900095
5900097 | PASSIVE FILTER THD 10% Kw315 | 22844 | DAIKIN APPLIED EUROPE SPA | 5900097
5900098 | PASSIVE FILTER THD 5% Kw315 | 22844 | DAIKIN APPLIED EUROPE SPA | 5900098
5900099 | CONDENSER WDC C4216-3(1554) | 22844 | DAIKIN APPLIED EUROPE SPA | 5900099
5900100 | CIRC.BREAKER 1.8~2.5A 3RV2011-1CA10 | 22844 | DAIKIN APPLIED EUROPE SPA | 5900100
5900102 | GASKET FOR THE FLANGE DN100 | 22844 | DAIKIN APPLIED EUROPE SPA | 5900102
5900103 | COMPR. HS-3118 3VR 98kW 690/3/60 115V | 22844 | DAIKIN APPLIED EUROPE SPA | 5900103
5900104 | CU-PIPE EVAP-V.ESP.1-2 ALS(F) | 22844 | DAIKIN APPLIED EUROPE SPA | 5900104
5900105 | EVAP. AC120-172 EQ + FLANG | 22844 | DAIKIN APPLIED EUROPE SPA | 5900105
5900107 | EV6633101010/7N2 20MM PED | 22844 | DAIKIN APPLIED EUROPE SPA | 5900107
5900108 | CONDENSER CB2715054 2P NS DNV | 22844 | DAIKIN APPLIED EUROPE SPA | 5900108
5900109 | ELEC. PANEL WHB 057.1 Y-D | 22844 | DAIKIN APPLIED EUROPE SPA | 5900109
5900111 | AWS INVERTER (Sun Shield kit) | 22844 | DAIKIN APPLIED EUROPE SPA | 5900111
5900113 | ASS.CARPENT.WHSE/PRXC 2c | 22844 | DAIKIN APPLIED EUROPE SPA | 5900113
5900114 | EV50270888/7N3 20MM PED | 22844 | DAIKIN APPLIED EUROPE SPA | 5900114
5900115 | SETTABLE PHASE MONITOR MNG3100 | 22844 | DAIKIN APPLIED EUROPE SPA | 5900115
5900116 | PUMP KIT(L)LP - 20/MNG3-4F | 22844 | DAIKIN APPLIED EUROPE SPA | 5900116
5900117 | PUMP KIT (SPK1) 4F ACH112 | 22844 | DAIKIN APPLIED EUROPE SPA | 5900117
5900118 | UNDER/OVER VOLTAGE CONTROL 184:600V | 22844 | DAIKIN APPLIED EUROPE SPA | 5900118
5900119 | INVERTER AIR FILTER | 22844 | DAIKIN APPLIED EUROPE SPA | 5900119
5900120 | CONDENSOR CB2731026/1P PED | 22844 | DAIKIN APPLIED EUROPE SPA | 5900120
5900123 | HS-3118 3VR 43KW 400V 115V | 22844 | DAIKIN APPLIED EUROPE SPA | 5900123
5900124 | EVAPORATOR EV40211212/5N3 10 MM PED | 22844 | DAIKIN APPLIED EUROPE SPA | 5900124
5900127 | EVAPORATOR 40270088/7N3 20MM PED | 22844 | DAIKIN APPLIED EUROPE SPA | 5900127
5900132 | COND.COIL (AL) SX 4500x3x17 44F | 22844 | DAIKIN APPLIED EUROPE SPA | 5900132
5900133 | COND.COIL (AL) DX 4500x3x17 44F | 22844 | DAIKIN APPLIED EUROPE SPA | 5900133
5900134 | COND.COIL(AL)SX 3600x2x16(44F)ENP8F | 22844 | DAIKIN APPLIED EUROPE SPA | 5900134
5900135 | COND.COIL(AL)DX 3600x2x16(44F)ENP8F | 22844 | DAIKIN APPLIED EUROPE SPA | 5900135
5900137 | DOOR ELEC.PANEL LOWER WHB 2C | 22844 | DAIKIN APPLIED EUROPE SPA | 5900137
5900138 | INSPECTION WINDOW COVER | 22844 | DAIKIN APPLIED EUROPE SPA | 5900138
5900141 | REF.ACCUM.TANK 821kg | 22844 | DAIKIN APPLIED EUROPE SPA | 5900141
5900143 | OIL SEPARATOR FRM 4 – PRX | 22844 | DAIKIN APPLIED EUROPE SPA | 5900143
5900145 | EVAPORATOR EV50331010/5N3 10MM PED | 22844 | DAIKIN APPLIED EUROPE SPA | 5900145
5900146 | DRF01 FILTER 1A 250A | 22844 | DAIKIN APPLIED EUROPE SPA | 5900146
5900147 | PEH126 SERVICE KIT | 22844 | DAIKIN APPLIED EUROPE SPA | 5900147
5900153 | WATER DIFFUSOR | 22844 | DAIKIN APPLIED EUROPE SPA | 5900153
5900154 | EVAPORATOR EV32200099/9N3 19MM 115V PED | 22844 | DAIKIN APPLIED EUROPE SPA | 5900154
5900155 | EVAPORATOR EV27270077/11N3 19MM 115V PED | 22844 | DAIKIN APPLIED EUROPE SPA | 5900155
5900156 | EVAPORATOR EV32270088/9N3 20MM 115V PED | 22844 | DAIKIN APPLIED EUROPE SPA | 5900156
5900157 | SUPPORT UPRIGHT RIGHT | 22844 | DAIKIN APPLIED EUROPE SPA | 5900157
5900158 | LOWER PANEL | 22844 | DAIKIN APPLIED EUROPE SPA | 5900158
5900159 | BOTTOM FRAME BEAM MICROCHANNEL | 22844 | DAIKIN APPLIED EUROPE SPA | 5900159
5900174 | TRANSPARENT CONTROLLER COVER 248x128mm | 22844 | DAIKIN APPLIED EUROPE SPA | 5900174
5900181 | RED/YELLOW HANDLE ABB-OHY145J12 | 22844 | DAIKIN APPLIED EUROPE SPA | 5900181
5900182 | COND.COIL (AC) SX 2700x3x14 44F | 22844 | DAIKIN APPLIED EUROPE SPA | 5900182
5900183 | COND.COIL (AC) DX 2700x3x14 44F | 22844 | DAIKIN APPLIED EUROPE SPA | 5900183
5900185 | EVAPORATOR EV40271111/7 N3 20MM PED | 22844 | DAIKIN APPLIED EUROPE SPA | 5900185
5900187 | SOUND PROOF CABINET HP V | 22844 | DAIKIN APPLIED EUROPE SPA | 5900187
5900189 | CONDENSER COIL (AC) SX 5400x3x17 44F | 22844 | DAIKIN APPLIED EUROPE SPA | 5900189
5900190 | CONDENSER COIL (AC) DX 5400x3x17 44F | 22844 | DAIKIN APPLIED EUROPE SPA | 5900190
5900191 | CONDENSER COIL (AC) SX 2700x3x17 44F | 22844 | DAIKIN APPLIED EUROPE SPA | 5900191
5900192 | CONDENSER COIL (AC) DX 2700x3x17 44F | 22844 | DAIKIN APPLIED EUROPE SPA | 5900192
5900193 | COND. COIL GUARD KIT GRID 8F-AGZC | 22844 | DAIKIN APPLIED EUROPE SPA | 5900193
5900196 | FAN ASSY A6D800-AE01-01 | 22844 | DAIKIN APPLIED EUROPE SPA | 5900196
5900197 | EMPTY CONTROL PANEL ATS W | 22844 | DAIKIN APPLIED EUROPE SPA | 5900197
5900209 | COND.COIL (AC) SX 5400x3x12 44F C1 | 22844 | DAIKIN APPLIED EUROPE SPA | 5900209
5900210 | COND.COIL (AC) SX 5400x3x12 44F C2 | 22844 | DAIKIN APPLIED EUROPE SPA | 5900210
5900211 | COND.COIL (AC) DX 5400x3x12 44F C1 | 22844 | DAIKIN APPLIED EUROPE SPA | 5900211
5900212 | COND.COIL (AC) DX 5400x3x12 44F C2 | 22844 | DAIKIN APPLIED EUROPE SPA | 5900212
5900217 | EVAPORATOR EV40211212/5 N3 20MM PED | 22844 | DAIKIN APPLIED EUROPE SPA | 5900217
5900221 | SOUND PROOF CABINET C1 | 22844 | DAIKIN APPLIED EUROPE SPA | 5900221
5900222 | SOUND PROOF CABINET C2 | 22844 | DAIKIN APPLIED EUROPE SPA | 5900222
5900225 | EVAPORATOR EV27270066/9 N3 Mono 20MM PE | 22844 | DAIKIN APPLIED EUROPE SPA | 5900225
5900226 | CONDENSER CB3531134/2P PED | 22844 | DAIKIN APPLIED EUROPE SPA | 5900226
5900228 | LOW NOISE CABINET WHB085-159.2 | 22844 | DAIKIN APPLIED EUROPE SPA | 5900228
5900231 | EVAPORATOR EV40270099/5N3 10MM PED | 22844 | DAIKIN APPLIED EUROPE SPA | 5900231
5900232 | COND.COIL (CU)SX 3600x2x16(44F)ENP8F | 22844 | DAIKIN APPLIED EUROPE SPA | 5900232
5900233 | COND.COIL (CU)DX 3600x2x16(44F)ENP8F | 22844 | DAIKIN APPLIED EUROPE SPA | 5900233
5900235 | PHE ACH500-178 DQ-R410 | 22844 | DAIKIN APPLIED EUROPE SPA | 5900235
5900237 | COND.HEAD COVER CAST IRON CB Ø 273 1P | 22844 | DAIKIN APPLIED EUROPE SPA | 5900237
5900242 | EVAPORATOR EV40211010/7N3 10MM PED | 22844 | DAIKIN APPLIED EUROPE SPA | 5900242
5900243 | COND.COIL (AC) SX 4500x2x14 44F C1 | 22844 | DAIKIN APPLIED EUROPE SPA | 5900243
5900244 | PUMP KIT 1P DWC-V 500/2.2 | 22844 | DAIKIN APPLIED EUROPE SPA | 5900244
5900246 | COND.COIL GRILLE KIT 10F.W44F | 22844 | DAIKIN APPLIED EUROPE SPA | 5900246
5900247 | EVAPORATOR EV32270077/11N3 | 22844 | DAIKIN APPLIED EUROPE SPA | 5900247
5900266 | EVAPORATOR EV6633101010/5N2 20MM PED | 22844 | DAIKIN APPLIED EUROPE SPA | 5900266
5900268 | PHE EVAPORATOR F80-NC-F W/INSUL | 22844 | DAIKIN APPLIED EUROPE SPA | 5900268
5900269 | TERMINAL BLOCK COMPLETE | 22844 | DAIKIN APPLIED EUROPE SPA | 5900269
5900275 | CONTACT. 18.5KW 230V 3P 3RT2028-1AL20 | 22844 | DAIKIN APPLIED EUROPE SPA | 5900275
5900276 | OVERL. RELAY 2.2..3.2A 3RU2116-1DB0 | 22844 | DAIKIN APPLIED EUROPE SPA | 5900276
5900277 | EVAPORATOR EV27270077/11N3 20MM 115V PED | 22844 | DAIKIN APPLIED EUROPE SPA | 5900277
5900278 | CONDENSER CB3531134/1P+1P 9MM PED | 22844 | DAIKIN APPLIED EUROPE SPA | 5900278
5900279 | COMPR. HSA205 - M330480113 | 22844 | DAIKIN APPLIED EUROPE SPA | 5900279
5900281 | COND.COIL MICROCHANNEL 1686 x 1112 | 22844 | DAIKIN APPLIED EUROPE SPA | 5900281
5900283 | SOFT STARTER BOX | 22844 | DAIKIN APPLIED EUROPE SPA | 5900283
5900287 | CONTROL BOX FOR WCZ 900x600x300mm | 22844 | DAIKIN APPLIED EUROPE SPA | 5900287
5900288 | EVAPORATOR EV40271111/9N2 | 22844 | DAIKIN APPLIED EUROPE SPA | 5900288
5900289 | ELEC. SOCKET(FEM.)3P+N+T 32A CA527.3257 | 22844 | DAIKIN APPLIED EUROPE SPA | 5900289
5900290 | COND.COIL GUARD KIT 4Fan V 44 | 22844 | DAIKIN APPLIED EUROPE SPA | 5900290
5900293 | FAN ASSEMBLY | 22844 | DAIKIN APPLIED EUROPE SPA | 5900293
5900297 | INVERTER RJ45 CONNECTOR | 22844 | DAIKIN APPLIED EUROPE SPA | 5900297
5900298 | LIQUID PIPE ASSY | 22844 | DAIKIN APPLIED EUROPE SPA | 5900298
5900300 | COND.COIL (AC)sx1800x2x16 44F/MNG52se | 22844 | DAIKIN APPLIED EUROPE SPA | 5900300
5900301 | COND.COIL (AC)dx1800x2x16 44F/MNG52se | 22844 | DAIKIN APPLIED EUROPE SPA | 5900301
5900303 | FUSE BASE COVER NH1 WO33142 | 22844 | DAIKIN APPLIED EUROPE SPA | 5900303
5900304 | EVAPORATOR EV32200099/11N3 230V 20MM PED | 22844 | DAIKIN APPLIED EUROPE SPA | 5900304
5900305 | EVAPORATOR EV40181111/9N3 10MM PED | 22844 | DAIKIN APPLIED EUROPE SPA | 5900305
5900306 | EVAPORATOR EV19270055/11N3 10MM PED | 22844 | DAIKIN APPLIED EUROPE SPA | 5900306
5900307 | CONDENSER CB2715070/2P PED | 22844 | DAIKIN APPLIED EUROPE SPA | 5900307
5900321 | COND.COIL GUARD KIT-OPCG | 22844 | DAIKIN APPLIED EUROPE SPA | 5900321
5900322 | EVAPORATOR EV32110088/11N3 10MM PED | 22844 | DAIKIN APPLIED EUROPE SPA | 5900322
5900323 | CONDENSER END COVER | 22844 | DAIKIN APPLIED EUROPE SPA | 5900323
5900324 | HP PRESS SW PS3-W6S 9.5-13B | 22844 | DAIKIN APPLIED EUROPE SPA | 5900324
5900325 | FAN ASSY 80AC/4/6/20 - 4,8KW | 22844 | DAIKIN APPLIED EUROPE SPA | 5900325
5900333 | PHE S500TM-108 PED/with insul. | 22844 | DAIKIN APPLIED EUROPE SPA | 5900333
5900338 | EVAPORATOR EV32110066/13 10MM 110V | 22844 | DAIKIN APPLIED EUROPE SPA | 5900338
5900339 | CONDENSER CB2731022/1P CuNi90/10 PED | 22844 | DAIKIN APPLIED EUROPE SPA | 5900339
217954P | COUNTERPIPE 3"OD | 22844 | DAIKIN APPLIED EUROPE SPA | DK4PW21832-4
217958P | COUNTERPIPE 3"(Sensor) | 22844 | DAIKIN APPLIED EUROPE SPA | DK4PW21832-3
217959P | COUNTERPIPE 3"(Flow Switch) | 22844 | DAIKIN APPLIED EUROPE SPA | DK4PW21832-5
217963P | VICTAULIC ELBOW 5" 453 NR 11 | 22844 | DAIKIN APPLIED EUROPE SPA | DK4SW01327-4 B
217968P | VICTAULIC COUPLING 6" 168.3 | 22844 | DAIKIN APPLIED EUROPE SPA | E44170168
220113P | EXP.VALVE DRIVER EXD-C02(EEV-Driver) | 22844 | DAIKIN APPLIED EUROPE SPA | DK4SW01071-1
260108P | COMPANION FLANGE V70 | 22844 | DAIKIN APPLIED EUROPE SPA | DK4PW09279-1C
301180P | TRANSF. 200VA P230V/S24V 92TRMS200-82 | 22844 | DAIKIN APPLIED EUROPE SPA | SP-131045120
301681P | HSA197 3.0VR-60 400V.R134 230V | 22844 | DAIKIN APPLIED EUROPE SPA | M330565511A-SP
301682P | HSA179 3.0VR-60 400V.R134 230V | 22844 | DAIKIN APPLIED EUROPE SPA | M330565512A
301683P | HSA167 3.0VR-60 400V.R134 230V | 22844 | DAIKIN APPLIED EUROPE SPA | M330565513A
301684P | COMPR. HSA203/HS3221 82KW R134A | 22844 | DAIKIN APPLIED EUROPE SPA | M330872011A
301692P | E-PROM SGS THOMSON 27C1001-12F1 | 22844 | DAIKIN APPLIED EUROPE SPA | 129150035
301791P | ON-OFF SWITCH 2 POS. 3SB3202-2KA11 | 22844 | DAIKIN APPLIED EUROPE SPA | SP-132015020
301792P | AMP/VOLT 110V/LDM30AV5D0XX | 22844 | DAIKIN APPLIED EUROPE SPA | SP-131094064
301793P | AMPEROMETER COMMUTATOR | 22844 | DAIKIN APPLIED EUROPE SPA | SP-131024027
301794P | ASCO COIL 115V 400425-218Z | 22844 | DAIKIN APPLIED EUROPE SPA | 131066074
301795P | ASCO COIL 230V 400425-217Z | 22844 | DAIKIN APPLIED EUROPE SPA | 131066073
301796P | AUT CIRC BREAK. | 22844 | DAIKIN APPLIED EUROPE SPA | SP-132015034
301797P | THERMAL OVERLOAD 1.4-2A | 22844 | DAIKIN APPLIED EUROPE SPA | SP-132015035
301798P | CONTACT. 55KW 220-240V 3P 3RT1054-1AP36 | 22844 | DAIKIN APPLIED EUROPE SPA | SP-132015036
301799P | AUT CIRC BREAK.C60N-2P C 20A 5SY62207 | 22844 | DAIKIN APPLIED EUROPE SPA | SP-132015018
301800P | AUT.CIRC.BREAK.C60N-2P C 40A | 22844 | DAIKIN APPLIED EUROPE SPA | SP-132015019
301801P | AUX CIRC BREAK. 5SY6206-7 | 22844 | DAIKIN APPLIED EUROPE SPA | SP-132015037
301802P | AUX RELAY RMIA210115/120VAC | 22844 | DAIKIN APPLIED EUROPE SPA | SP-129100254
301803P | BOTTOM FLANGE FOR OIL SEP. 4200 | 22844 | DAIKIN APPLIED EUROPE SPA | 132010073
301804P | COMPR.SOL.VALVE KIT 115V. ASCO | 22844 | DAIKIN APPLIED EUROPE SPA | 95823-415
301805P | CAP.SOLENOID V.KIT 230V-ASCO-2coils+2bod | 22844 | DAIKIN APPLIED EUROPE SPA | 95823-416
301806P | CAP CYL & O-RING KIT HS4200 | 22844 | DAIKIN APPLIED EUROPE SPA | 95814-405
301807P | CAP PISTON KIT HS4200 | 22844 | DAIKIN APPLIED EUROPE SPA | 95814-407
301808P | CAP SLIDE CHANGE HS4223 VR4.9 | 22844 | DAIKIN APPLIED EUROPE SPA | 95823-412
301809P | CAP SOLENOID KIT 115V./SPORLAN | 22844 | DAIKIN APPLIED EUROPE SPA | 95823-417
301810P | CAP SOLENOID KIT 230V./SPORLAN | 22844 | DAIKIN APPLIED EUROPE SPA | 95823-418
301811P | CAPACITATOR | 22844 | DAIKIN APPLIED EUROPE SPA | SP-131017041
301812P | CAPACITATOR | 22844 | DAIKIN APPLIED EUROPE SPA | SP-132015008
301813P | CAPACITATOR | 22844 | DAIKIN APPLIED EUROPE SPA | SP-132015009
301814P | CAPACITOR | 22844 | DAIKIN APPLIED EUROPE SPA | SP-132015007
301815P | CAPACITY INDICATOR KIT HS4200 | 22844 | DAIKIN APPLIED EUROPE SPA | 95822-413
301816P | COIL 10W.110V.50-60HZ/18F6730 | 22844 | DAIKIN APPLIED EUROPE SPA | 131066021
301817P | COIL SOL.V. 9100RA6 220-230V 8W Type HM2 | 22844 | DAIKIN APPLIED EUROPE SPA | 131066022
301818P | COIL FOR SOL. VALVE EVR15 110V | 22844 | DAIKIN APPLIED EUROPE SPA | 131066025
301819P | COMPRESSOR RUBBER ISOLATOR A&PF-M60SH | 22844 | DAIKIN APPLIED EUROPE SPA | 133204022
301820P | COMPRESSOR RUBBER ISOLATOR A&PF W45SH | 22844 | DAIKIN APPLIED EUROPE SPA | 133204021
301821P | CONTACTOR 110V 3RT1054-6AF36 | 22844 | DAIKIN APPLIED EUROPE SPA | SP-132015001
301822P | CONTACTOR 3RT1055-6AF36 110V/127V | 22844 | DAIKIN APPLIED EUROPE SPA | SP-132015002
301823P | CONTACTOR 110V 3RT1054-1AF36 | 22844 | DAIKIN APPLIED EUROPE SPA | SP-132015003
301824P | CONTACTOR AC-110V 50Hz 3P 3RT1647-1AF01 | 22844 | DAIKIN APPLIED EUROPE SPA | SP-132015010
301825P | CONTACTOR | 22844 | DAIKIN APPLIED EUROPE SPA | SP-132015011
301826P | CONTACTOR 110V 3RT1016-1AF01 | 22844 | DAIKIN APPLIED EUROPE SPA | SP-132015013
301827P | CONTACTOR 110V 3RT1024-1AF00 | 22844 | DAIKIN APPLIED EUROPE SPA | SP-132015022
301828P | CONTACTOR | 22844 | DAIKIN APPLIED EUROPE SPA | SP-132015028
301829P | CONTACTOR AC-230V 50HZ 3P 3RT1044-1AP00 | 22844 | DAIKIN APPLIED EUROPE SPA | SP-132015029
301830P | CONTACTOR 3RT1045-1AP00 AC 230 V | 22844 | DAIKIN APPLIED EUROPE SPA | SP-132015030
301831P | CONTACTOR 3RT1016-1AP01 | 22844 | DAIKIN APPLIED EUROPE SPA | SP-132015033
301832P | CONTACTOR | 22844 | DAIKIN APPLIED EUROPE SPA | SP-132015043
301833P | CONTACTOR | 22844 | DAIKIN APPLIED EUROPE SPA | SP-132015045
301834P | COOLING FAN | 22844 | DAIKIN APPLIED EUROPE SPA | SP-132015026
301835P | COOLING FAN PF2000 Pn°11125002000 | 22844 | DAIKIN APPLIED EUROPE SPA | SP-132015038
301836P | COOLING FAN THERMOSTAT | 22844 | DAIKIN APPLIED EUROPE SPA | SP-132015027
301837P | CURRENT LIMITER AV5AA02X | 22844 | DAIKIN APPLIED EUROPE SPA | SP-131093082
301838P | CURRENT TRANSFORMER | 22844 | DAIKIN APPLIED EUROPE SPA | SP-132015025
301839P | D.42 BUSH- | 22844 | DAIKIN APPLIED EUROPE SPA | E44070007
301840P | DISCH. FLEX.PIPE L=800 35 BAR | 22844 | DAIKIN APPLIED EUROPE SPA | 133205049
301841P | DISCH.PIPE LEFT OIL SEP.GS400 | 22844 | DAIKIN APPLIED EUROPE SPA | 132010078
301842P | DISCH.PIPE RIGHT OIL SEP.GS400 | 22844 | DAIKIN APPLIED EUROPE SPA | 132010079
301843P | DISCHARGE TERMISTOR KIT 100dgc | 22844 | DAIKIN APPLIED EUROPE SPA | 95814-502
301844P | DISCHARGE VALVE | 22844 | DAIKIN APPLIED EUROPE SPA | C130805009
301845P | DISPL.LCD RETR.4X20/PCOIMQ0CBB | 22844 | DAIKIN APPLIED EUROPE SPA | SP-129150087
301846P | DISTR. GASKET EV 5015/54 3C | 22844 | DAIKIN APPLIED EUROPE SPA | E44135066
301847P | DISTR. GASKET EV 5015/54 3C | 22844 | DAIKIN APPLIED EUROPE SPA | E44135067
301848P | DISTRIB. GASKET EV 5015/40 2C | 22844 | DAIKIN APPLIED EUROPE SPA | E44135065
301849P | DISTRIBUTION GASKET EV40(SP) | 22844 | DAIKIN APPLIED EUROPE SPA | E44134056
301850P | DISTRIBUTION GASKET FOR EV27 | 22844 | DAIKIN APPLIED EUROPE SPA | E44132764
301851P | DRIVER EC AEA PCO2 EVD00002000 | 22844 | DAIKIN APPLIED EUROPE SPA | SP-129150138
301852P | ECONOM. SWEP.B25TX24 PED (HS3118) | 22844 | DAIKIN APPLIED EUROPE SPA | 132811123
301853P | ECONOM. SWEP.B25TX30 PED (HS3120) | 22844 | DAIKIN APPLIED EUROPE SPA | 132811124
301854P | ECONOM. SWEP.B25TX36 PED (HS3121) | 22844 | DAIKIN APPLIED EUROPE SPA | 132811125
301855P | ECONOM. SWEP.B25TX42 PED (HS3122) | 22844 | DAIKIN APPLIED EUROPE SPA | 132811126
301856P | ECONOMIZER LINE KIT | 22844 | DAIKIN APPLIED EUROPE SPA | 219310050
301857P | ECONOMIZER MUFFLER | 22844 | DAIKIN APPLIED EUROPE SPA | 132810011
301858P | ELECTR. THERMOSTAT | 22844 | DAIKIN APPLIED EUROPE SPA | SP-131080046
301859P | ELECTRONIC EXPANSION VALVE SEI50 | 22844 | DAIKIN APPLIED EUROPE SPA | 131011435
301860P | EMERGENCY STOP SWITCH 3SB3000-1HA20 | 22844 | DAIKIN APPLIED EUROPE SPA | SP-132015021
301861P | EST.OIL M.ARCTIC 68 20LT CAN | 22844 | DAIKIN APPLIED EUROPE SPA | 132901028
301862P | EV.SWEP V80-70 W/OUT INSULAT. | 22844 | DAIKIN APPLIED EUROPE SPA | 132811243
301863P | EV27210055/15 MNG E/U D.114,3 | 22844 | DAIKIN APPLIED EUROPE SPA | 134013031
301864P | EV27210066/13 MNG E/U D.114,3 | 22844 | DAIKIN APPLIED EUROPE SPA | 134013032
301865P | EV27270066/13 MNG E/U D.114,3 | 22844 | DAIKIN APPLIED EUROPE SPA | 134013033
301866P | EV27270077/15 MNG E/U D.114,3 | 22844 | DAIKIN APPLIED EUROPE SPA | 134013034
301867P | EV27270088/11 MNG E/U D.114,3 | 22844 | DAIKIN APPLIED EUROPE SPA | 134013035
301868P | EV40211111/7 ALS(F) E/U D.168 | 22844 | DAIKIN APPLIED EUROPE SPA | 135004476
301869P | EV40211212/5 ALS(F) E/U D.168 | 22844 | DAIKIN APPLIED EUROPE SPA | 135004477
301870P | EV40271111/5 E/U D.168 ALS(F) | 22844 | DAIKIN APPLIED EUROPE SPA | 135004559
301871P | EV40271111/7 ALS(F) E/U D.168 | 22844 | DAIKIN APPLIED EUROPE SPA | 135004478
301872P | EV40271212/5 E/U D.168 ALS(F) | 22844 | DAIKIN APPLIED EUROPE SPA | 135004552
301873P | EV50270777/7 ALS(F) E/U D.219 | 22844 | DAIKIN APPLIED EUROPE SPA | 135004479
301874P | EV50270888/7 ALS(F) E/U D.219 | 22844 | DAIKIN APPLIED EUROPE SPA | 135004480
301875P | EV50270999/5 ALS(F) E/U D.219 | 22844 | DAIKIN APPLIED EUROPE SPA | 135004481
301876P | EV50271515/5 E/U D.219 ALS(F) | 22844 | DAIKIN APPLIED EUROPE SPA | 135004558
301877P | EV50360999/5 ALS (F) E/U D.219 | 22844 | DAIKIN APPLIED EUROPE SPA | 135004482
301878P | EVAP HEAD GASKET EV 5015/40 3C | 22844 | DAIKIN APPLIED EUROPE SPA | E44135063
301879P | EVAP HEAD GASKET EV.40 (SP) | 22844 | DAIKIN APPLIED EUROPE SPA | E44134053
301880P | EVAP.HEAD GASKET EV 5015/40 2C | 22844 | DAIKIN APPLIED EUROPE SPA | E44135062
301881P | EVAPORAT.HEAD O-RING"OR 41100"FOR EV27 | 22844 | DAIKIN APPLIED EUROPE SPA | AE0041100
301882P | EVAPORATOR HEAD GASKET FOR EV27 | 22844 | DAIKIN APPLIED EUROPE SPA | E44132762
301883P | EVSWEP DV58-118D PED-UL W/OUT INSULAT. | 22844 | DAIKIN APPLIED EUROPE SPA | 132811251
301884P | EVSWEP DV58-146D PED-UL W/OUT INSULAT. | 22844 | DAIKIN APPLIED EUROPE SPA | 132811252
301885P | EXP. VALVE OJE23JCP60 (HS3118) | 22844 | DAIKIN APPLIED EUROPE SPA | 131009174
301886P | EXP. VALVE OJE32JCP60 (HS3120-3121) | 22844 | DAIKIN APPLIED EUROPE SPA | 131009175
301887P | EXP.VALVE OJE-40-C-S28X41mm | 22844 | DAIKIN APPLIED EUROPE SPA | 131009176
301888P | EXP. VALVE OJE7CP60-5' S16X22 | 22844 | DAIKIN APPLIED EUROPE SPA | 131009151
301889P | EXP.VALV .ETS-250 034G2005 42mm x 42mm | 22844 | DAIKIN APPLIED EUROPE SPA | 131009224
301890P | EXPANSION VALVE EBSJE7C-5 | 22844 | DAIKIN APPLIED EUROPE SPA | 131009170
301891P | FAN ASSY TFE800-95 HIGH SPEED | 22844 | DAIKIN APPLIED EUROPE SPA | 139410315
301892P | FAN ASSY 400V FE080 AD.6N 50HZ | 22844 | DAIKIN APPLIED EUROPE SPA | 139410312-E
301893P | FAN ASSY 400V O800 FT0Z710B-6.6 50HZ | 22844 | DAIKIN APPLIED EUROPE SPA | 139410319
301894P | FILTER DRIER 4C.VS19242/D42 | 22844 | DAIKIN APPLIED EUROPE SPA | 133304017
301895P | FILTER DRIER CORE | 22844 | DAIKIN APPLIED EUROPE SPA | 133301001
301896P | FILTER DRIER CORE | 22844 | DAIKIN APPLIED EUROPE SPA | 1033301013
301897P | FLANGE FOR D.42 PIPE | 22844 | DAIKIN APPLIED EUROPE SPA | E44060007
301898P | FLANGE X BUSH D.114 SUEV (CC) | 22844 | DAIKIN APPLIED EUROPE SPA | E44060013
301899P | FUSE 5X20 800MA/0100800 | 22844 | DAIKIN APPLIED EUROPE SPA | SP-131029078
301900P | FUSE FED02GG40V35 E18/1320035 35A | 22844 | DAIKIN APPLIED EUROPE SPA | SP-131029019
301901P | FUSE .CH10GG4A.10,3X38 1421004 | 22844 | DAIKIN APPLIED EUROPE SPA | SP-131029059
301902P | FUSE gG50A E18 FE009 FED02GG40V50 | 22844 | DAIKIN APPLIED EUROPE SPA | SP-131029020
301903P | FUSE NH00C Kom.gG 80A 500V WEBER-1500680 | 22844 | DAIKIN APPLIED EUROPE SPA | SP-131030005
301904P | FUSE 10A.E27 500V/1221010 | 22844 | DAIKIN APPLIED EUROPE SPA | SP-131030053
301905P | FUSE BASE | 22844 | DAIKIN APPLIED EUROPE SPA | SP-131027016
301906P | FUSE BASE 400A 3P | 22844 | DAIKIN APPLIED EUROPE SPA | SP-131027018
301907P | FUSE BASE E18 01647->WO31935 | 22844 | DAIKIN APPLIED EUROPE SPA | SP-131028072
301908P | FUSE BASE 10,3X38 1P | 22844 | DAIKIN APPLIED EUROPE SPA | SP-132015017
301909P | FUSE BASE NH00 160A 3P | 22844 | DAIKIN APPLIED EUROPE SPA | SP-131027015
301910P | FUSE CH10 gG 2A 500V 1421002 | 22844 | DAIKIN APPLIED EUROPE SPA | SP-131029047
301911P | FUSE CH10GG8A.10,3X38 1421008 | 22844 | DAIKIN APPLIED EUROPE SPA | SP-131029058
301912P | FUSE FE007-FED02GG40V25 E18/1320025 25A | 22844 | DAIKIN APPLIED EUROPE SPA | SP-131029018
301913P | FUSE DII E27 6A/1221006 | 22844 | DAIKIN APPLIED EUROPE SPA | SP-131029007
301914P | FUSE DII E27 A.10 | 22844 | DAIKIN APPLIED EUROPE SPA | SP-131029067
301915P | FUSE GG DII E27 2A 1221002 | 22844 | DAIKIN APPLIED EUROPE SPA | SP-131029005
301916P | FUSE GG20A E18/1320020 | 22844 | DAIKIN APPLIED EUROPE SPA | SP-131029017
301917P | FUSE GG63A E18/1320063 | 22844 | DAIKIN APPLIED EUROPE SPA | SP-131029021
301918P | FUSE NH00C Kom.gG 100A 500V WEBER1500600 | 22844 | DAIKIN APPLIED EUROPE SPA | SP-131030006
301919P | FUSE FE025-HOOGG50V125/1500125 125A | 22844 | DAIKIN APPLIED EUROPE SPA | SP-131030058
301920P | FUSE NH1-gG 250A 500V/1510250 | 22844 | DAIKIN APPLIED EUROPE SPA | SP-131030021
301921P | FUSE NH2-GG 315A/1520315 | 22844 | DAIKIN APPLIED EUROPE SPA | SP-131030025
301922P | FUSE NH2-GG 355A/1520355 | 22844 | DAIKIN APPLIED EUROPE SPA | SP-131030026
301923P | GAS OUTLET O-RING EV27 | 22844 | DAIKIN APPLIED EUROPE SPA | AE44136312
301924P | COMPR.FULL GASKET KIT 4200 | 22844 | DAIKIN APPLIED EUROPE SPA | 128810989
301925P | GASKET SUCTION FR4 (RADIAL) | 22844 | DAIKIN APPLIED EUROPE SPA | 130609266
301926P | GASKET OD=89mm x ID=63mm | 22844 | DAIKIN APPLIED EUROPE SPA | M350233901
301927P | GASKET | 22844 | DAIKIN APPLIED EUROPE SPA | M350233902
301928P | GASKET+OR.KIT FOR MOT.REPL.FR4 | 22844 | DAIKIN APPLIED EUROPE SPA | 128810983
301929P | H.PRESS SW.PS3 CF5 HNB/21,5BAR | 22844 | DAIKIN APPLIED EUROPE SPA | 133010170
301930P | STAR KIT 3100-HS3118 | 22844 | DAIKIN APPLIED EUROPE SPA | 95813-106
301931P | STAR KIT 3100-HS3120-3120VVR | 22844 | DAIKIN APPLIED EUROPE SPA | 95813-206
301932P | STAR KIT 3100-HS3121-3121VVR | 22844 | DAIKIN APPLIED EUROPE SPA | 95813-306
301933P | STAR KIT 3100-HS3122-3122VVR | 22844 | DAIKIN APPLIED EUROPE SPA | 95813-406
301934P | STAR KIT 4200-HS4221-HSA/HSW205 | 22844 | DAIKIN APPLIED EUROPE SPA | 95813-401
301935P | STAR KIT 4200-HS4222-HSA/HSW220 | 22844 | DAIKIN APPLIED EUROPE SPA | 95814-401
301936P | STAR KIT 4200-HS4223-HSA/HSW235 | 22844 | DAIKIN APPLIED EUROPE SPA | 95815-401
301937P | CRANKCASE HEATER 115V/150W-CFBZ297E/05 | 22844 | DAIKIN APPLIED EUROPE SPA | 132012025-RIC
301939P | CRANKCASE HEATER 220V/150W | 22844 | DAIKIN APPLIED EUROPE SPA | 132012001-RIC
301940P | HEATER 230V-400W CFBZ297E/01 | 22844 | DAIKIN APPLIED EUROPE SPA | 2858-643
301941P | HEATER D8X180 125W-110V/E27:55 | 22844 | DAIKIN APPLIED EUROPE SPA | E44191811
301942P | HSA205 400V/3/50HZ.R134A 115V | 22844 | DAIKIN APPLIED EUROPE SPA | M350234033-15P
301943P | HSA220 400V/3/50HZ.R134A 115V | 22844 | DAIKIN APPLIED EUROPE SPA | M350234032-15P
301944P | HSA235 400V/3/50HZ.R134A 115V | 22844 | DAIKIN APPLIED EUROPE SPA | M350234031-15-SP
301945P | I.D.28 SOLDER FILTER DRIRE | 22844 | DAIKIN APPLIED EUROPE SPA | 133304006
301946P | KIT NEW EVBAT00100+EVBAT00000 | 22844 | DAIKIN APPLIED EUROPE SPA | SP-129150126
301947P | KIT O-RING & GASKET FOR HS3100 | 22844 | DAIKIN APPLIED EUROPE SPA | 128810982
301948P | KIT SHIMS 3100 | 22844 | DAIKIN APPLIED EUROPE SPA | 92847-301-SP
301949P | KIT SHIMS FR4 | 22844 | DAIKIN APPLIED EUROPE SPA | 92848-405-SP
301950P | KIT STAR BEARINGS HS3100 | 22844 | DAIKIN APPLIED EUROPE SPA | 95813-203
301951P | KIT STAR BEARINGS HS4200 | 22844 | DAIKIN APPLIED EUROPE SPA | 95813-404
301952P | KIT VICTAULIC DIA.114,3 | 22844 | DAIKIN APPLIED EUROPE SPA | E44170114
301953P | LIQUID SIGHT-GLASS D.28 TUBE | 22844 | DAIKIN APPLIED EUROPE SPA | 130809028
301954P | LIQUID SIGHT-GLASS D.35 TUBE | 22844 | DAIKIN APPLIED EUROPE SPA | 130809029
301955P | M/C OIL SEPARATOR FRAME-4 | 22844 | DAIKIN APPLIED EUROPE SPA | 220001130
301956P | PCO2 L./PCO2QE0AL0/MCQ-NOT PROGRAMMED | 22844 | DAIKIN APPLIED EUROPE SPA | SP-129150097
301957P | PCO2 L./PCO2QE0BL0/MCQ-NOT PROGRAMMED | 22844 | DAIKIN APPLIED EUROPE SPA | SP-129150174
301958P | MOTOR TERMINAL ISOLATOR | 22844 | DAIKIN APPLIED EUROPE SPA | 131083020
301959P | NEW BOX OPZXEV.BAT EVBATBOX00 | 22844 | DAIKIN APPLIED EUROPE SPA | SP-129150127
301960P | OIL FILTER O'RING KIT | 22844 | DAIKIN APPLIED EUROPE SPA | 128810988
301961P | OIL LINE OIL SEP.GS400 | 22844 | DAIKIN APPLIED EUROPE SPA | 132010080
301962P | OIL SEP. GASKET+BOLTS KIT 4200 | 22844 | DAIKIN APPLIED EUROPE SPA | 128810912
301963P | OIL SEPAR.CHECK-VALVE ASSY4200 | 22844 | DAIKIN APPLIED EUROPE SPA | 132010076
301964P | HEATER POCKET ASSY L=305 | 22844 | DAIKIN APPLIED EUROPE SPA | 131506010
301965P | OIL TEMP.SENSOR POCKET 4200 | 22844 | DAIKIN APPLIED EUROPE SPA | 132010075
301966P | OR 0150 FREON X BUSH | 22844 | DAIKIN APPLIED EUROPE SPA | AE44130150
301967P | O-RING | 22844 | DAIKIN APPLIED EUROPE SPA | AE0041600
301968P | O-RING 62000 FOR EVAP. | 22844 | DAIKIN APPLIED EUROPE SPA | AE0062000
301969P | O-RING ID=94,62 OD=105,30 t=5,34mm | 22844 | DAIKIN APPLIED EUROPE SPA | AE44136375
301970P | O-RING EVAP SUCTION | 22844 | DAIKIN APPLIED EUROPE SPA | E44130201
301971P | HSA205 145KW.400/50 110V OVH | 22844 | DAIKIN APPLIED EUROPE SPA | RT50234033
301972P | HSA220 145KW.400/50 110V OVH | 22844 | DAIKIN APPLIED EUROPE SPA | RT50234032
301973P | HSA235 145KW.400/50 110V OVH | 22844 | DAIKIN APPLIED EUROPE SPA | RT50234031
301974P | PCOE004850 PCO2 EXPANS. BOARD | 22844 | DAIKIN APPLIED EUROPE SPA | SP-129150164
301975P | PHASE MONITOR | 22844 | DAIKIN APPLIED EUROPE SPA | SP-132015024
301976P | PHASE PROTECTOR RSF077D000 | 22844 | DAIKIN APPLIED EUROPE SPA | SP-129150141
301977P | PRESS.TRANSDUCER 0,5-8B/4-20MA | 22844 | DAIKIN APPLIED EUROPE SPA | 129150068
301978P | PRESS.TRANSDUCER 0-30B/4-20MA | 22844 | DAIKIN APPLIED EUROPE SPA | 129150069
301979P | HS3118 3VR 43KW 400V.AUX230V. | 22844 | DAIKIN APPLIED EUROPE SPA | P331315012
301980P | HS3120 3VR 43KW 400V.AUX230V. | 22844 | DAIKIN APPLIED EUROPE SPA | P331315013
301981P | HS3121 3VR 60KW 400V.AUX230V. | 22844 | DAIKIN APPLIED EUROPE SPA | P331315014
301982P | HS3122 3VR 60KW 400V.AUX230V. | 22844 | DAIKIN APPLIED EUROPE SPA | P331315015-SP
301983P | REGULATOR 20A.400VAC | 22844 | DAIKIN APPLIED EUROPE SPA | SP-131093079
301984P | FAN SPEED CONTR. RGF31242V2S00 PRI460 | 22844 | DAIKIN APPLIED EUROPE SPA | SP-131093078
301985P | RELAY S6 50-200A CL.10 3RB2056-1FC2 | 22844 | DAIKIN APPLIED EUROPE SPA | SP-132015004
301986P | ANIT-VIBR. RUBBER AVM BSB110 M12 70Sh | 22844 | DAIKIN APPLIED EUROPE SPA | 133204034
301987P | ANIT-VIBR. RUBBER AVM BSB110 M12 40Sh | 22844 | DAIKIN APPLIED EUROPE SPA | 133204033
301988P | 0S.STAR.280A.160KW.200:460V115V | 22844 | DAIKIN APPLIED EUROPE SPA | SP-132015005
301989P | SAF.VALVE 3030/44C235 23,5bar 1/2" NPT | 22844 | DAIKIN APPLIED EUROPE SPA | 131038268
301990P | SAF.VALVE 3030/44C155 15,5bar 1/2" NPT | 22844 | DAIKIN APPLIED EUROPE SPA | 131038254
301991P | SAFETY VALVE 15,5 BAR 1/2" NPT CE | 22844 | DAIKIN APPLIED EUROPE SPA | 131038223
301992P | SAF.VALVE 3060/45C235 23,5bar 1/2" NPT | 22844 | DAIKIN APPLIED EUROPE SPA | 131038225
301993P | NTC SENSOR NTC120WP00/12meter | 22844 | DAIKIN APPLIED EUROPE SPA | 129150025
301994P | SENSOR PT1000 12MT | 22844 | DAIKIN APPLIED EUROPE SPA | 129151028
301995P | SHUT-OFF VALVE D.16 CASTEL | 22844 | DAIKIN APPLIED EUROPE SPA | 130814063
301996P | SHUT-OFF VALVE I.D.28 | 22844 | DAIKIN APPLIED EUROPE SPA | 130814051
301997P | SHUT-OFF VALVE D.42 | 22844 | DAIKIN APPLIED EUROPE SPA | 130814053
301998P | SIGHT GL. 1/2'NPT | 22844 | DAIKIN APPLIED EUROPE SPA | 2367-325
301999P | SIGHT GL.1'NPT | 22844 | DAIKIN APPLIED EUROPE SPA | 2367-328
302000P | SOFT STARTER 3RW4075-6BB34 | 22844 | DAIKIN APPLIED EUROPE SPA | SP-132015006
302001P | SOFT STARTER SIEMENS | 22844 | DAIKIN APPLIED EUROPE SPA | SP-132015040
302002P | SOL.VALVE EVR15.110V D.16 | 22844 | DAIKIN APPLIED EUROPE SPA | 131008035
302003P | SOL.VALVE EVR15.110V D.22 | 22844 | DAIKIN APPLIED EUROPE SPA | 131008034
302004P | SOLD. COPPER FILTER D.16 | 22844 | DAIKIN APPLIED EUROPE SPA | 735030506
302005P | SOL.VALVE BODY 1099/9S 1.1/8" | 22844 | DAIKIN APPLIED EUROPE SPA | 131008063
302006P | SOLENOID VALVE EVR15 (Solder type) | 22844 | DAIKIN APPLIED EUROPE SPA | 131008036
302007P | SOL.VALVE ASSY 1020/2S+9100/RA6 | 22844 | DAIKIN APPLIED EUROPE SPA | 131008050
302008P | SPARES OIL FILT.KIT HS31-32-42 | 22844 | DAIKIN APPLIED EUROPE SPA | 95816-401
302009P | SPORLAN COIL 120V/50-60HZ | 22844 | DAIKIN APPLIED EUROPE SPA | 131066072
302010P | SPORLAN COIL 230V/50-60HZ | 22844 | DAIKIN APPLIED EUROPE SPA | 131066071
302011P | STAT.400/460V.50-60HZ145/174KW | 22844 | DAIKIN APPLIED EUROPE SPA | 95813-410
302012P | SUCTION BUSH D.114 | 22844 | DAIKIN APPLIED EUROPE SPA | AE44070022
302013P | SUCTION BUSH D.92 | 22844 | DAIKIN APPLIED EUROPE SPA | E44070025
302014P | SUCTION BUSH DIA. 76 EV27 | 22844 | DAIKIN APPLIED EUROPE SPA | E44070028
302015P | SUCTION FILTER 3200-3100 | 22844 | DAIKIN APPLIED EUROPE SPA | 87211-301
302016P | SUCTION FILTER FR4 AXIAL | 22844 | DAIKIN APPLIED EUROPE SPA | M350234301
302017P | SUCTION FILTER FR4 RADIAL | 22844 | DAIKIN APPLIED EUROPE SPA | 132004007
302018P | SUCTION FLANGE EV27 | 22844 | DAIKIN APPLIED EUROPE SPA | E44060021
302019P | SUCTION FLANGE X TUBE D.89 | 22844 | DAIKIN APPLIED EUROPE SPA | E44060011
302020P | O-RING ID=151,77 OD=162,45 t=5,34mm | 22844 | DAIKIN APPLIED EUROPE SPA | E44136600
302021P | CAST SHUT-OFF VALVE D.79-3"1/8 | 22844 | DAIKIN APPLIED EUROPE SPA | C130805010
302022P | TERMINAL + VARISTOR 130V | 22844 | DAIKIN APPLIED EUROPE SPA | SP-129100375
302023P | TERMINAL PLATE(EUROPE MARKET) | 22844 | DAIKIN APPLIED EUROPE SPA | 95812-423
302024P | FAN ASS'Y | 22844 | DAIKIN APPLIED EUROPE SPA | 139410316
302025P | MOTOR.PROT.KRIWAN INT69TM 110V 41A240S10 | 22844 | DAIKIN APPLIED EUROPE SPA | SP-131072025
302026P | MOTOR.PROT.KRIWAN INT69TM 230V 52A240S10 | 22844 | DAIKIN APPLIED EUROPE SPA | SP-131072026
302027P | THERMAL OVERLOAD 3RV1011-1FA10 | 22844 | DAIKIN APPLIED EUROPE SPA | SP-132015014
302028P | THERMAL RELAY | 22844 | DAIKIN APPLIED EUROPE SPA | SP-132015012
302029P | TIMER 3RP1574-1NQ30 | 22844 | DAIKIN APPLIED EUROPE SPA | SP-132015015
302030P | THERMAL RELAY 3RW1146-4KB1 | 22844 | DAIKIN APPLIED EUROPE SPA | SP-132015031
302031P | THERMAL RELAY 3RW1146-4JB1 | 22844 | DAIKIN APPLIED EUROPE SPA | SP-132015032
302032P | THERMOSTAT IR32Z00000(Carel) | 22844 | DAIKIN APPLIED EUROPE SPA | SP-131080034
302033P | THERMOSTAT/PROV | 22844 | DAIKIN APPLIED EUROPE SPA | AE4419014T
302034P | TIME RELAY 3RP1525-1AP30 RE11LAMW | 22844 | DAIKIN APPLIED EUROPE SPA | SP-132015041
302035P | OVERLOAD RELAY 3RB2016-1SBO | 22844 | DAIKIN APPLIED EUROPE SPA | SP-132015042
302036P | TIME RELAY | 22844 | DAIKIN APPLIED EUROPE SPA | SP-132015044
302037P | TRANSFORM.P .230V S.24V 50VA | 22844 | DAIKIN APPLIED EUROPE SPA | SP-131045052
302038P | TRANSF.1000/5 TASI 50D100 IME | 22844 | DAIKIN APPLIED EUROPE SPA | SP-131095061
302039P | TRANSF. 200VA P115V/S24V 92TRMS200-53 | 22844 | DAIKIN APPLIED EUROPE SPA | SP-131045119
302040P | TRANSF.P.400V/S.115V.3000VA | 22844 | DAIKIN APPLIED EUROPE SPA | SP-131045107
302041P | TRANSF.P400V/S.115V.4000VA TMIN240-13040 | 22844 | DAIKIN APPLIED EUROPE SPA | SP-131045106
302042P | TRANSFORMER 400V-115V -2000VA | 22844 | DAIKIN APPLIED EUROPE SPA | SP-131045024
302043P | TRANSFOR.E.400V-U.230V.-500VA | 22844 | DAIKIN APPLIED EUROPE SPA | SP-131045025
302044P | VICTAULIC JOINT 8'/DE.219.1 | 22844 | DAIKIN APPLIED EUROPE SPA | E44170219
302045P | VICTAULIC JOINT D.168.3 | 22844 | DAIKIN APPLIED EUROPE SPA | E44170168
302046P | VOLTMETER SWITCH AV105 | 22844 | DAIKIN APPLIED EUROPE SPA | SP-131024028
302047P | EVAPORATOR THERMOSTAT ORE | 22844 | DAIKIN APPLIED EUROPE SPA | E4419014T
302048P | VITAULIC KIT DIA.273 | 22844 | DAIKIN APPLIED EUROPE SPA | E44170273
302049P | EVAPORATOR EV40270077/9E | 22844 | DAIKIN APPLIED EUROPE SPA | 135004541
302050P | EVAPORATOR EV40270088/7E | 22844 | DAIKIN APPLIED EUROPE SPA | 135004542
302051P | EVAPORATOR EV40270099/5E | 22844 | DAIKIN APPLIED EUROPE SPA | 135004543
302052P | EVAPORATOR EV50270777/5E | 22844 | DAIKIN APPLIED EUROPE SPA | 135004556
302053P | EVAPORATOR EV50270888/3E | 22844 | DAIKIN APPLIED EUROPE SPA | 135004557
302054P | EVAPORATOR EV40271010/5E | 22844 | DAIKIN APPLIED EUROPE SPA | 135004549
302055P | EVAPORATOR EV40271212/5E | 22844 | DAIKIN APPLIED EUROPE SPA | 135004551
302056P | CONDENSER COIL | 22844 | DAIKIN APPLIED EUROPE SPA | 235003334
302057P | CONDENSER COIL | 22844 | DAIKIN APPLIED EUROPE SPA | 235003342
302058P | CONDENSER COIL | 22844 | DAIKIN APPLIED EUROPE SPA | 235003350
302059P | CONDENSER COIL | 22844 | DAIKIN APPLIED EUROPE SPA | 235003210
302060P | CONDENSER COIL | 22844 | DAIKIN APPLIED EUROPE SPA | 235003218
302061P | CONDENSER COIL | 22844 | DAIKIN APPLIED EUROPE SPA | 235003226
302062P | CONDENSER COIL | 22844 | DAIKIN APPLIED EUROPE SPA | 235003234
302063P | CONDENSER COIL (AC) SX 8100x3x14 44F | 22844 | DAIKIN APPLIED EUROPE SPA | 235003242
302064P | CONDENSER COIL (AC) SX 9000x3x14 44F | 22844 | DAIKIN APPLIED EUROPE SPA | 235003202
302065P | CONDENSER COIL | 22844 | DAIKIN APPLIED EUROPE SPA | 235003338
302066P | CONDENSER COIL | 22844 | DAIKIN APPLIED EUROPE SPA | 235003346
302067P | CONDENSER COIL | 22844 | DAIKIN APPLIED EUROPE SPA | 235003354
302068P | CONDENSER COIL | 22844 | DAIKIN APPLIED EUROPE SPA | 235003214
302069P | CONDENSER COIL | 22844 | DAIKIN APPLIED EUROPE SPA | 235003222
302070P | CONDENSER COIL | 22844 | DAIKIN APPLIED EUROPE SPA | 235003230
302071P | CONDENSER COIL | 22844 | DAIKIN APPLIED EUROPE SPA | 235003238
302072P | CONDENSER COIL (AC) DX 8100x3x14 44F | 22844 | DAIKIN APPLIED EUROPE SPA | 235003246
302073P | CONDENSER COIL (AC) DX 9000x3x14 44F | 22844 | DAIKIN APPLIED EUROPE SPA | 235003206
302074P | CONDENSER COIL | 22844 | DAIKIN APPLIED EUROPE SPA | 235003386
302075P | CONDENSER COIL | 22844 | DAIKIN APPLIED EUROPE SPA | 235003402
302076P | CONDENSER COIL | 22844 | DAIKIN APPLIED EUROPE SPA | 235003362
302077P | COND. COIL (AC)SX 4500x2x16(44F)10F/B | 22844 | DAIKIN APPLIED EUROPE SPA | 235003410
302078P | CONDENSER COIL | 22844 | DAIKIN APPLIED EUROPE SPA | 235003394
302079P | CONDENSER COIL | 22844 | DAIKIN APPLIED EUROPE SPA | 235003390
302080P | CONDENSER COIL | 22844 | DAIKIN APPLIED EUROPE SPA | 235003406
302081P | CONDENSER COIL | 22844 | DAIKIN APPLIED EUROPE SPA | 235003366
302082P | COND. COIL (AC)DX 4500x2x16(44F)10F/B | 22844 | DAIKIN APPLIED EUROPE SPA | 135003414[B]-SP
302083P | CONDENSER COIL | 22844 | DAIKIN APPLIED EUROPE SPA | 235003398
302084P | COIL (AC) DX 1800x2x16 44F/2F | 22844 | DAIKIN APPLIED EUROPE SPA | 135003454
302085P | COND.COIL (AC) DX 1800x3x14 44F/2F | 22844 | DAIKIN APPLIED EUROPE SPA | 135003374[B]-SP
302086P | COND.COIL (AC) DX 2700x2x16 44F/3F | 22844 | DAIKIN APPLIED EUROPE SPA | 135003382[B]-SP
302087P | CONDENSER COIL (AC) DX 2700x3x14 44F/3F | 22844 | DAIKIN APPLIED EUROPE SPA | 135003390[B]-SP
302088P | CONDENSER COIL (AC) DX 3600x2x16 44F/4F | 22844 | DAIKIN APPLIED EUROPE SPA | 135003406[B]
302089P | EVAPORATOR DV58-118D | 22844 | DAIKIN APPLIED EUROPE SPA | 132811251
302090P | EVAPORATOR DV58-146D | 22844 | DAIKIN APPLIED EUROPE SPA | 132811252
302091P | EVAPORATOR EV27210055/15 | 22844 | DAIKIN APPLIED EUROPE SPA | 134013031
302092P | EVAPORATOR EV27270066/13 | 22844 | DAIKIN APPLIED EUROPE SPA | 134013033
302093P | SAFETY VALVE 15,5 bar 1/2" npt CE | 22844 | DAIKIN APPLIED EUROPE SPA | 131038223
302094P | SAFETY VALVE 23,5 bar 1/2" npt CE | 22844 | DAIKIN APPLIED EUROPE SPA | 131038225
302095P | FILTER DRIER CORE VS48SC KMP c/w packing | 22844 | DAIKIN APPLIED EUROPE SPA | 133301001
302096P | FILTER DRIER I.D.28 SOLD.4411/9AF/1 Core | 22844 | DAIKIN APPLIED EUROPE SPA | 133304006-CASTEL
302097P | SIGHT GLASS SADDLE TYPE-Solder 28mm | 22844 | DAIKIN APPLIED EUROPE SPA | 130809028
302098P | SHUTT-OFF-VALVE 44702R D28.5 | 22844 | DAIKIN APPLIED EUROPE SPA | 130814051
302099P | SOL.VALVE ASSY I.D.16(COIL+VALVE) | 22844 | DAIKIN APPLIED EUROPE SPA | 131008050
302100P | PRESS.TRANSDUC. KELLER PAA-22S 0,5-7 bar | 22844 | DAIKIN APPLIED EUROPE SPA | 129150068-1
302101P | PRESS.TRANSDUCER KELLER PA-22S 30bar | 22844 | DAIKIN APPLIED EUROPE SPA | 129150069-1
302102P | TEMPERATURE SENSOR PT1000 12mt. | 22844 | DAIKIN APPLIED EUROPE SPA | 129151028
302103P | NTC SENSOR NTC120WP00/12meter | 22844 | DAIKIN APPLIED EUROPE SPA | 129150025
302104P | HIGH PRESSURE + CONNECTOR 21,5 bar | 22844 | DAIKIN APPLIED EUROPE SPA | 133010170
302105P | COMPRESSOR RUBBER ISOLATOR 40 Sh | 22844 | DAIKIN APPLIED EUROPE SPA | 133204033
302106P | COMPRESSOR RUBBER ISOLATOR 70 Sh | 22844 | DAIKIN APPLIED EUROPE SPA | 133204034
302107P | CONDENSER COIL | 22844 | DAIKIN APPLIED EUROPE SPA | C135003362
302108P | CONDENSER COIL | 22844 | DAIKIN APPLIED EUROPE SPA | C135003366
302109P | EVAPORATOR EV27210066/13 | 22844 | DAIKIN APPLIED EUROPE SPA | 134013032
302110P | EVAPORATOR EV27270088/11 | 22844 | DAIKIN APPLIED EUROPE SPA | 134013035
302111P | ECONOMISER B25Tx24 PED | 22844 | DAIKIN APPLIED EUROPE SPA | 132811123
302112P | ECONOMISER B25Tx30 PED | 22844 | DAIKIN APPLIED EUROPE SPA | 132811124-304
302113P | ECONOMISER B25Tx36 PED | 22844 | DAIKIN APPLIED EUROPE SPA | 132811125
302114P | ECONOMISER B25Tx42 PED | 22844 | DAIKIN APPLIED EUROPE SPA | 132811126
302115P | CONDENSER COIL | 22844 | DAIKIN APPLIED EUROPE SPA | 235003218
302116P | CONDENSER COIL | 22844 | DAIKIN APPLIED EUROPE SPA | 235003222
302117P | CONDENSER COIL (AC) SX 8100x3x1444F | 22844 | DAIKIN APPLIED EUROPE SPA | 235003234
302118P | CONDENSER COIL (AC) DX 8100x3x14 44F | 22844 | DAIKIN APPLIED EUROPE SPA | 235003238
302119P | CONDENSER COIL | 22844 | DAIKIN APPLIED EUROPE SPA | 235003310
302120P | CONDENSER COIL | 22844 | DAIKIN APPLIED EUROPE SPA | 235003314
302121P | CONDENSER COIL | 22844 | DAIKIN APPLIED EUROPE SPA | 235003318
302122P | CONDENSER COIL | 22844 | DAIKIN APPLIED EUROPE SPA | 235003322
302123P | CONDENSER COIL (AC) SX 4500x3x14 44F 5+1 | 22844 | DAIKIN APPLIED EUROPE SPA | 235003326
302124P | CONDENSER COIL (AC) DX 4500x3x14 44F 5+1 | 22844 | DAIKIN APPLIED EUROPE SPA | 235003330
302125P | CONDENSER COIL | 22844 | DAIKIN APPLIED EUROPE SPA | 235003334
302126P | CONDENSER COIL | 22844 | DAIKIN APPLIED EUROPE SPA | 235003338
302127P | CONDENSER COIL | 22844 | DAIKIN APPLIED EUROPE SPA | 235003342
302128P | CONDENSER COIL | 22844 | DAIKIN APPLIED EUROPE SPA | 235003346
302129P | CONDENSER COIL | 22844 | DAIKIN APPLIED EUROPE SPA | 235003350
302130P | CONDENSER COIL | 22844 | DAIKIN APPLIED EUROPE SPA | 235003354
302131P | CONDENSER COIL | 22844 | DAIKIN APPLIED EUROPE SPA | 235003362
302132P | CONDENSER COIL | 22844 | DAIKIN APPLIED EUROPE SPA | 235003366
302133P | CONDENSER COIL | 22844 | DAIKIN APPLIED EUROPE SPA | 235003370
302134P | CONDENSER COIL | 22844 | DAIKIN APPLIED EUROPE SPA | 235003374
302135P | CONDENSER COIL | 22844 | DAIKIN APPLIED EUROPE SPA | 235003378
302136P | CONDENSER COIL | 22844 | DAIKIN APPLIED EUROPE SPA | 235003382
302137P | CONDENSER COIL | 22844 | DAIKIN APPLIED EUROPE SPA | 235003386
302138P | CONDENSER COIL | 22844 | DAIKIN APPLIED EUROPE SPA | 235003390
302139P | SUCTION FLANGE | 22844 | DAIKIN APPLIED EUROPE SPA | AE44060011
302140P | STAR CONTACT.SUPPRESSOR 3RT1956-1CC00 | 22844 | DAIKIN APPLIED EUROPE SPA | SP-132015016
302141P | FUSES | 22844 | DAIKIN APPLIED EUROPE SPA | SP-132029020
302142P | FUSES | 22844 | DAIKIN APPLIED EUROPE SPA | SP-132029021
302143P | AMPEREMETER | 22844 | DAIKIN APPLIED EUROPE SPA | SP-133015023
302273P | FAN WOODS 80AC/4/6/20 250Pa F4-2G | 22844 | DAIKIN APPLIED EUROPE SPA | 139410191
302274P | CIRCUIT BREAKER 3RV1011-1KA10 | 22844 | DAIKIN APPLIED EUROPE SPA | SP-132015049
302275P | CONTACTOR 3RT1017-1AF01 | 22844 | DAIKIN APPLIED EUROPE SPA | SP-132015023
302276P | FUSE GG63A E18/1320063 | 22844 | DAIKIN APPLIED EUROPE SPA | SP-131029021
302287P | FAN ASS'Y 400V FT0Z710B-6.6 Dia 800 50Hz | 22844 | DAIKIN APPLIED EUROPE SPA | 139410319
302288P | COND.COIL (AC) SX 1800x3x14 44F/2F | 22844 | DAIKIN APPLIED EUROPE SPA | 135003370[B]-SP
302289P | CONDENSER COIL | 22844 | DAIKIN APPLIED EUROPE SPA | C135003378
302290P | CONDENSER COIL | 22844 | DAIKIN APPLIED EUROPE SPA | C135003386
302291P | COND.COIL BATT.(AC) SX 3600x2x16 44F/4F | 22844 | DAIKIN APPLIED EUROPE SPA | 135003402[B]
302292P | CONDENSER COIL | 22844 | DAIKIN APPLIED EUROPE SPA | 135003450
302293P | AUX RELAY 220VAC/2CONT. HJ4LT230VAC | 22844 | DAIKIN APPLIED EUROPE SPA | SP-129100257
302312P | PUMP NM65/20CE(2P)15KW.380V | 22844 | DAIKIN APPLIED EUROPE SPA | 132013820
302313P | HSW167 2.2VR-60 400V.R134 110V | 22844 | DAIKIN APPLIED EUROPE SPA | M330565503
302314P | HSW179 2.2VR-60 400V.R134 110V | 22844 | DAIKIN APPLIED EUROPE SPA | M330565502-SP
302315P | HSW197 2.2VR-60 400V.R134 110V | 22844 | DAIKIN APPLIED EUROPE SPA | M330565501-SP
302316P | HSW203 2.2VR-400V 134a-A115V | 22844 | DAIKIN APPLIED EUROPE SPA | M330872001
302318P | FILTER DRIER | 22844 | DAIKIN APPLIED EUROPE SPA | 133304018
302319P | Shut-off-valv.D42+fl+bush+gask | 22844 | DAIKIN APPLIED EUROPE SPA | E44070077
302320P | TRANSFORMER | 22844 | DAIKIN APPLIED EUROPE SPA | SP-131045114
302322P | CONTACTOR 3RT1036-1AF00 | 22844 | DAIKIN APPLIED EUROPE SPA | SP-132015052
302323P | CONTACTOR 3RT1045-1AF00 | 22844 | DAIKIN APPLIED EUROPE SPA | SP-132015051
302324P | OVERL.RELAY 70..90A 1NO+1NC 3RU1146-4LB0 | 22844 | DAIKIN APPLIED EUROPE SPA | SP-132015053
302325P | SOFT STARTER | 22844 | DAIKIN APPLIED EUROPE SPA | SP-132015055
302326P | CAPACITOR | 22844 | DAIKIN APPLIED EUROPE SPA | SP-131017033
302327P | CIRCUIT BREAKER C60N-2P C 10A 5SY6210-7 | 22844 | DAIKIN APPLIED EUROPE SPA | SP-132015058
302328P | HSW205 400/3/50 RADIAL OS/110V | 22844 | DAIKIN APPLIED EUROPE SPA | M350234046-15
302329P | HSW220 400/3/50 RADIAL OS/110V | 22844 | DAIKIN APPLIED EUROPE SPA | M350234045-15
302330P | HSW-235 COMPRESSOR | 22844 | DAIKIN APPLIED EUROPE SPA | M3502234044-15
302510P | OIL LEVEL SW HBSO 1/2NPT 24VDC V401007 | 22844 | DAIKIN APPLIED EUROPE SPA | 131024331
302515P | HIGH PRESS SW PS3-B6S 21,5Bar PCN0715589 | 22844 | DAIKIN APPLIED EUROPE SPA | 133010170
302524P | MQCS908PW R407C 110V | 22844 | DAIKIN APPLIED EUROPE SPA | N40030990
302526P | JOINT OIL PUMP | 22844 | DAIKIN APPLIED EUROPE SPA | 130609046
302541P | EXP VALVE Y943-OJE-CP60 | 22844 | DAIKIN APPLIED EUROPE SPA | 131009173
302543P | EXP.VALVE OJE32CP60-15'S28X35 | 22844 | DAIKIN APPLIED EUROPE SPA | 131009171
302583P | VELOCITY VARIATOR | 22844 | DAIKIN APPLIED EUROPE SPA | 131093070
302585P | SOL VALVE EVR25 | 22844 | DAIKIN APPLIED EUROPE SPA | 131008031
302586P | CIRCUIT BREAKER | 22844 | DAIKIN APPLIED EUROPE SPA | M24271
302587P | M.S. LC1-D115F7 110V | 22844 | DAIKIN APPLIED EUROPE SPA | T-LC1D115F7
302588P | M.S. LR9-F5371 | 22844 | DAIKIN APPLIED EUROPE SPA | T-LR9F5371
302594P | MICROT ELEC EXP VALVE BRD | 22844 | DAIKIN APPLIED EUROPE SPA | 129100377
302602P | GATE ROTOR ASS'Y | 22844 | DAIKIN APPLIED EUROPE SPA | 074190602
302623P | COVER GASKET | 22844 | DAIKIN APPLIED EUROPE SPA | 071292801
302625P | PACKING F+R/C EVAP | 22844 | DAIKIN APPLIED EUROPE SPA | E44134001
302626P | CYLINDER HEAD COVER MQCS | 22844 | DAIKIN APPLIED EUROPE SPA | 132013294
302647P | MQCS8/900 CRANKSHAFT 165CM | 22844 | DAIKIN APPLIED EUROPE SPA | 132009055
302648P | SCREW | 22844 | DAIKIN APPLIED EUROPE SPA | 230009023
302652P | EVAPORATOR EV35191111 | 22844 | DAIKIN APPLIED EUROPE SPA | 1350040004
302662P | TRANSDUCER | 22844 | DAIKIN APPLIED EUROPE SPA | 129150069
302702P | ELECTRICAL PANEL 1714/34W | 22844 | DAIKIN APPLIED EUROPE SPA | 131087011
302703P | COVER AIR INTAKE FAN 255X255 | 22844 | DAIKIN APPLIED EUROPE SPA | 132013634
302704P | COMPRESSOR MQC805 OVERHAULED | 22844 | DAIKIN APPLIED EUROPE SPA | MQC805-OVERHAUL
302744P | CONDENSOR COIL (AL) SX 3600x3x14 44F 4+1 | 22844 | DAIKIN APPLIED EUROPE SPA | 135003309
302745P | CRATE CONDENSER (AL) SX3600-3-14 44F | 22844 | DAIKIN APPLIED EUROPE SPA | 132007283
302749P | COND.COIL GUARD KIT 8F MNG/ENP/ATS | 22844 | DAIKIN APPLIED EUROPE SPA | 229825108-SP
302781P | FAN ASSY 2,1KW 80/AC/6/6/36/F22 900' | 22844 | DAIKIN APPLIED EUROPE SPA | 132605084-SP
302782P | 808SPW(120KW)K66 1PCA110/C.OVH | 22844 | DAIKIN APPLIED EUROPE SPA | RT40030884
302783P | 908S W(140KW)K66 1PCA110/C.OVH | 22844 | DAIKIN APPLIED EUROPE SPA | RT40030989
302798P | FAN BLADE | 22844 | DAIKIN APPLIED EUROPE SPA | 132604031
302803P | FAN ASSY 400V EBMP.FE080 SD.6N 50Hz(B+E) | 22844 | DAIKIN APPLIED EUROPE SPA | 139410311-E
302804P | MAIN SWITCH COMPLETE | 22844 | DAIKIN APPLIED EUROPE SPA | SP-TEC-VC5P1250A
302807P | WELL FOR W/PRESS DIFF | 22844 | DAIKIN APPLIED EUROPE SPA | 131074003
302813P | DISPL.LCD RETR.4X20/PCOIMQ0CBB | 22844 | DAIKIN APPLIED EUROPE SPA | SP-129150087
302820P | Condenser coil .MHP10F | 22844 | DAIKIN APPLIED EUROPE SPA | 234710017
302821P | FUSE NH1C-gG 160dgc | 22844 | DAIKIN APPLIED EUROPE SPA | SP-131030018
302824P | HSA205 400V/3/50HZ.R134A 115V | 22844 | DAIKIN APPLIED EUROPE SPA | M350234033-15P
302825P | TRANSFOR.E.400V-U.125V.-2000VA | 22844 | DAIKIN APPLIED EUROPE SPA | 131045022
302826P | CONTACTOR 110V 3RT1024-1AF00 | 22844 | DAIKIN APPLIED EUROPE SPA | SP-132015022
302843P | SWITCH BOX door EWAD260AJ | 22844 | DAIKIN APPLIED EUROPE SPA | 131025036
302844P | MAIN SWITCH VC3P/3P-400A | 22844 | DAIKIN APPLIED EUROPE SPA | SP-TEC-VC3P400A
302845P | PUMP LOWARA FCE80-125/5.5Kw | 22844 | DAIKIN APPLIED EUROPE SPA | 132017008
302846P | UNLOADING VALVE BODY W. GASKET-SPORLAN | 22844 | DAIKIN APPLIED EUROPE SPA | 131010053
302847P | CONNECTOR FOR SOLENOID VALVE | 22844 | DAIKIN APPLIED EUROPE SPA | 042N0156
302848P | FUSE CH10GG 10A 10,3X38/1421010 | 22844 | DAIKIN APPLIED EUROPE SPA | SP-131029063
302849P | S. VALVE 1 NPT 3030-88C 23,5b/CE | 22844 | DAIKIN APPLIED EUROPE SPA | 131038284
302865P | CONNECTOR FOR SOLENOID VALVE | 22844 | DAIKIN APPLIED EUROPE SPA | O42N0156
302866P | MAIN SWITCH. SIRCO 6P. (SOCOMEC) | 22844 | DAIKIN APPLIED EUROPE SPA | 131024131
302891P | COIL GUARD KIT - OPCG | 22844 | DAIKIN APPLIED EUROPE SPA | 54475
306031P | COVER CONTROLLER PICO2 plastic | 22844 | DAIKIN APPLIED EUROPE SPA | DK9SW89991-03
360095P | GASKET CONDENSER | 22844 | DAIKIN APPLIED EUROPE SPA | 070304604
360144P | CYLINDER GASKET | 22844 | DAIKIN APPLIED EUROPE SPA | 110006001
360145P | SCREW STOPPER STATOR MCQS | 22844 | DAIKIN APPLIED EUROPE SPA | 120002013
360147P | SCREW FOR COMPRESSOR 908S20140/57 | 22844 | DAIKIN APPLIED EUROPE SPA | 120002030
360153P | PLASTIC PIPE L=2000 | 22844 | DAIKIN APPLIED EUROPE SPA | 120706007
360154P | PLASTIC PIPE L=2500 | 22844 | DAIKIN APPLIED EUROPE SPA | 120706008
360155P | PLASTIC PIPE 3M | 22844 | DAIKIN APPLIED EUROPE SPA | 120706009
360156P | 4200 MOTOR GASKET SET | 22844 | DAIKIN APPLIED EUROPE SPA | 128810983
360157P | OIL FILTER GASKET SET | 22844 | DAIKIN APPLIED EUROPE SPA | 128810988
360159P | CONNECTION CABLE MICROTECH 1MX26PIN | 22844 | DAIKIN APPLIED EUROPE SPA | 129100012
360160P | FLAT CABLE 50/50PIN L=300 | 22844 | DAIKIN APPLIED EUROPE SPA | 129100032
360162P | ADAPTOR SOLID STATE RELAY | 22844 | DAIKIN APPLIED EUROPE SPA | 129100039
360163P | SOLID STATE RELAY CROUZET 84110311 0AC5A | 22844 | DAIKIN APPLIED EUROPE SPA | 129100044
360165P | TEMP SENSOR 9 M | 22844 | DAIKIN APPLIED EUROPE SPA | 129100150
360166P | TEMP SENSOR 16 M | 22844 | DAIKIN APPLIED EUROPE SPA | 129100151
360167P | TRANSFORMER FOR MICROTECH CONTROL | 22844 | DAIKIN APPLIED EUROPE SPA | 129100160
360168P | TRANSDUCER LOW PRESS | 22844 | DAIKIN APPLIED EUROPE SPA | 129100171
360169P | TRANSDUCER HIGH PRESS | 22844 | DAIKIN APPLIED EUROPE SPA | 129100172
360170P | PRESOST.DIFF.BAJA 0.7/0.9bar | 22844 | DAIKIN APPLIED EUROPE SPA | 129100231
360171P | P.C.B. 280-50-64K | 22844 | DAIKIN APPLIED EUROPE SPA | 129100280
360172P | OUTPUT BOARD 24 | 22844 | DAIKIN APPLIED EUROPE SPA | 129100311
360179P | NTC SENSOR NTC120WP00/12meter | 22844 | DAIKIN APPLIED EUROPE SPA | 129150025
360183P | CONTROLLER BOARD PCOB000A21 | 22844 | DAIKIN APPLIED EUROPE SPA | 129150038
360184P | P.C.B. PCOCLK000000 | 22844 | DAIKIN APPLIED EUROPE SPA | 129150044
360185P | CONTACTOR DERIVADOR CAREL | 22844 | DAIKIN APPLIED EUROPE SPA | 129150050
360191P | P.C.B. PCOCLKMEMO CLOCK NET | 22844 | DAIKIN APPLIED EUROPE SPA | 129150074
360192P | GATEWAY FOR PICO CAREL | 22844 | DAIKIN APPLIED EUROPE SPA | 129150075
360193P | T CONNECTION RS422 | 22844 | DAIKIN APPLIED EUROPE SPA | 129150080
360194P | LINEAIR RESISTANCE RS422 | 22844 | DAIKIN APPLIED EUROPE SPA | 129150081
360195P | P.C.B. PCO.SER RS 485 | 22844 | DAIKIN APPLIED EUROPE SPA | 129150082
360202P | DRIVER EV AEA PCO2 EVD00002000 | 22844 | DAIKIN APPLIED EUROPE SPA | SP-129150138
360205P | PCO2QE01F0 PRELOAD.LON CARD PCO2 | 22844 | DAIKIN APPLIED EUROPE SPA | 129150173
360210P | VTE M20x1,5x50 UD 5740-8,8# | 22844 | DAIKIN APPLIED EUROPE SPA | 130304189
360212P | V.AUT. TEBS ZINC 6 3X13 UNI6950 | 22844 | DAIKIN APPLIED EUROPE SPA | 130322065
360214P | SCREW (WHR-450) | 22844 | DAIKIN APPLIED EUROPE SPA | 130328634
360215P | CRANKC.HEATER POCKET GRUB SCREW | 22844 | DAIKIN APPLIED EUROPE SPA | 130503034
360217P | OIL CONNECTOR O-RING | 22844 | DAIKIN APPLIED EUROPE SPA | 130601007
360218P | O RING | 22844 | DAIKIN APPLIED EUROPE SPA | 130601128
360221P | CILINDER LINER O-RING | 22844 | DAIKIN APPLIED EUROPE SPA | 130601252
360222P | O RING | 22844 | DAIKIN APPLIED EUROPE SPA | 130601348
360224P | HEAD COVER GASKET E1208 | 22844 | DAIKIN APPLIED EUROPE SPA | 130609207
360225P | TERMINAL BOX PLATE GASKET | 22844 | DAIKIN APPLIED EUROPE SPA | 130609027
360226P | GASKET FOR THE CAPACITY | 22844 | DAIKIN APPLIED EUROPE SPA | 130609047
360227P | GASKET | 22844 | DAIKIN APPLIED EUROPE SPA | 130609207
360228P | OIL PUMP GASKET | 22844 | DAIKIN APPLIED EUROPE SPA | 130609250
360229P | DISCHARGE COVER FILTER GASKET | 22844 | DAIKIN APPLIED EUROPE SPA | 130609251
360230P | BEARING SUPPORT MOTOR | 22844 | DAIKIN APPLIED EUROPE SPA | 130609253
360231P | BEARING SUPPORT MOTOR | 22844 | DAIKIN APPLIED EUROPE SPA | 130609254
360232P | HEAD & LATERAL COVER GASKET | 22844 | DAIKIN APPLIED EUROPE SPA | 130609258
360233P | GASKET | 22844 | DAIKIN APPLIED EUROPE SPA | 130609259
360234P | BEARING SUPPORT OIL PUMP | 22844 | DAIKIN APPLIED EUROPE SPA | 130609260
360235P | TERMINAL PLATE GASKET | 22844 | DAIKIN APPLIED EUROPE SPA | 130609261
360236P | SUCTION COVER GASKET 8/900 | 22844 | DAIKIN APPLIED EUROPE SPA | 130609262
360237P | MOTOR HOUSING GASKET 8/900 | 22844 | DAIKIN APPLIED EUROPE SPA | 130609263
360238P | SUCTION SHUTT OFF VALVE GASKET | 22844 | DAIKIN APPLIED EUROPE SPA | 130609264
360242P | ELBOW | 22844 | DAIKIN APPLIED EUROPE SPA | 130810016
360243P | MQCS8/900 STATOR LOCK WASHER | 22844 | DAIKIN APPLIED EUROPE SPA | 130905031
360245P | SOLENOID VALVE | 22844 | DAIKIN APPLIED EUROPE SPA | 131001001
360246P | EXPANSION VALVE | 22844 | DAIKIN APPLIED EUROPE SPA | 131008011
360247P | EXPANSION VALVE | 22844 | DAIKIN APPLIED EUROPE SPA | 131009051
360248P | EXPANSION VALVE Y750 | 22844 | DAIKIN APPLIED EUROPE SPA | 131009052
360250P | EXP.VALV TRE40-40Z/K66 S.28X35 | 22844 | DAIKIN APPLIED EUROPE SPA | 131009313
360251P | SOL.VALVE ASSY 220V-10W-018F6193-DANFOSS | 22844 | DAIKIN APPLIED EUROPE SPA | 131010050
360253P | EXPANSION VALVE | 22844 | DAIKIN APPLIED EUROPE SPA | 131011024
360254P | EXPANSION VALVE AKV20-3 42x42mm 042H2025 | 22844 | DAIKIN APPLIED EUROPE SPA | 131011414
360255P | ELECTR.EXPANSION VALVE SEO-170 | 22844 | DAIKIN APPLIED EUROPE SPA | 131011422
360256P | EXP VALVE EX8-M21 solder PCN800629 | 22844 | DAIKIN APPLIED EUROPE SPA | 131011432-RIC
360257P | CAPACITOR 60MF 450VAC 50/60HZ CMS-5 | 22844 | DAIKIN APPLIED EUROPE SPA | SP-131017037
360258P | MOTOR MQCS | 22844 | DAIKIN APPLIED EUROPE SPA | 131020253
360260P | FUSE HOLDER GS-00 | 22844 | DAIKIN APPLIED EUROPE SPA | 131027001
360261P | FUSE HOLDER 160A | 22844 | DAIKIN APPLIED EUROPE SPA | 131027005
360263P | FUSE BASE COVER E18 WO79663 (WO01980) | 22844 | DAIKIN APPLIED EUROPE SPA | SP-131028073
360264P | FUSE SCREW COVER E18 WO01104 | 22844 | DAIKIN APPLIED EUROPE SPA | SP-131028083
360266P | FUSE | 22844 | DAIKIN APPLIED EUROPE SPA | 131030006
360267P | FUSE NH0C-gH 40A | 22844 | DAIKIN APPLIED EUROPE SPA | 131030010
360268P | THERMOSTAT ANTIHIELO | 22844 | DAIKIN APPLIED EUROPE SPA | 131031003
360269P | SENSOR | 22844 | DAIKIN APPLIED EUROPE SPA | 131031019
360270P | OIL DIFFERENTIAL PRESSURE SWITCH | 22844 | DAIKIN APPLIED EUROPE SPA | 131035001
360271P | PRESSURE SWITCH | 22844 | DAIKIN APPLIED EUROPE SPA | 131035002
360275P | PRESSURE SWITCH | 22844 | DAIKIN APPLIED EUROPE SPA | 131035012
360276P | PRESSURE SWITCH | 22844 | DAIKIN APPLIED EUROPE SPA | 131035013
360277P | PRESSURE SWITCH | 22844 | DAIKIN APPLIED EUROPE SPA | 131035020
360279P | FLOW SWITCH F61TB-9100/IP67->9103/IP67 | 22844 | DAIKIN APPLIED EUROPE SPA | 131035072
360286P | SAFETY VALVE 24.5Bar | 22844 | DAIKIN APPLIED EUROPE SPA | 131038287
360287P | OMEGA RAIL | 22844 | DAIKIN APPLIED EUROPE SPA | 131044009
360288P | TRANSFORMER 230V/24V | 22844 | DAIKIN APPLIED EUROPE SPA | 131045052
360290P | TRANSFORMER 400/110-4000 VA | 22844 | DAIKIN APPLIED EUROPE SPA | 131045106
360291P | SOL.VALVE C. 220V-10W-018F6193-DANFOSS | 22844 | DAIKIN APPLIED EUROPE SPA | 131066001
360295P | COIL LB6-00012.000 110V.RANCO | 22844 | DAIKIN APPLIED EUROPE SPA | 131066082
360296P | MOT.PROT.220V H2NG/184-244 | 22844 | DAIKIN APPLIED EUROPE SPA | 131072009
360303P | BY-PASS VALVE 1"NPT 25 BAR | 22844 | DAIKIN APPLIED EUROPE SPA | 131075004
360307P | ELECTR.THERMOSTAT S90OEM20HT | 22844 | DAIKIN APPLIED EUROPE SPA | 131080061
360309P | FAN SPEED REGULATOR RGF 312 | 22844 | DAIKIN APPLIED EUROPE SPA | 131093043
360310P | FAN SPEED REGULATOR RGF 320 | 22844 | DAIKIN APPLIED EUROPE SPA | 131093044
360313P | ELASTIC RING | 22844 | DAIKIN APPLIED EUROPE SPA | 131101049
360315P | KEY SWITCH BOX | 22844 | DAIKIN APPLIED EUROPE SPA | 131115042
360316P | KEY SWITCH BOX | 22844 | DAIKIN APPLIED EUROPE SPA | 131115043
360319P | CAPILLARY TUBE ACEITE MQCS (ITEM 62) | 22844 | DAIKIN APPLIED EUROPE SPA | 131506004
360320P | MQCS8/900 FLTR-PUMP OIL TUBE | 22844 | DAIKIN APPLIED EUROPE SPA | 131506005
360321P | OIL TUBE | 22844 | DAIKIN APPLIED EUROPE SPA | 131506008
360322P | MQCS8/900 PUMP/FILTER OIL TUBE | 22844 | DAIKIN APPLIED EUROPE SPA | 131506009
360325P | SPRING | 22844 | DAIKIN APPLIED EUROPE SPA | 132002006
360327P | DISCHARGE VALVE SPRING | 22844 | DAIKIN APPLIED EUROPE SPA | 132002010
360328P | SUCTION VALVE SPRING | 22844 | DAIKIN APPLIED EUROPE SPA | 132002011
360331P | MQC800 SUCT FILTER | 22844 | DAIKIN APPLIED EUROPE SPA | 132004001
360333P | SUCTION FILTER | 22844 | DAIKIN APPLIED EUROPE SPA | 132004005
360334P | OIL FILTER CARTRIDGE | 22844 | DAIKIN APPLIED EUROPE SPA | 132004071
360335P | CYLINDER LINER | 22844 | DAIKIN APPLIED EUROPE SPA | 132009005
360336P | CONNECTING ROD MQC-MQCS800/900 | 22844 | DAIKIN APPLIED EUROPE SPA | 132009010
360344P | MQCS8/900 OIL FILTER RETAINER | 22844 | DAIKIN APPLIED EUROPE SPA | 132010028
360345P | PUMP SHAFT EXTANSION | 22844 | DAIKIN APPLIED EUROPE SPA | 132010033
360351P | SEAL ASS'Y W. FLANGE MQC800 | 22844 | DAIKIN APPLIED EUROPE SPA | 132011005
360352P | OIL FILTER CARTRIDGE GASKET | 22844 | DAIKIN APPLIED EUROPE SPA | 132011007
360354P | CRANKCASE HEATER MQS806S | 22844 | DAIKIN APPLIED EUROPE SPA | 132012001-RIC
360356P | CRANKCASE HEATER 220V/250W | 22844 | DAIKIN APPLIED EUROPE SPA | 132012024-RIC
360357P | CRANKCASE HEATER 115V/250W | 22844 | DAIKIN APPLIED EUROPE SPA | 132012026-RIC
360360P | TS25 15R VARIABLE THERMOSTAT | 22844 | DAIKIN APPLIED EUROPE SPA | 132012099
360362P | RING DISCH VLV MQCS8/900 | 22844 | DAIKIN APPLIED EUROPE SPA | 132013006
360365P | SUCTION VALVE RING MQCS804/806/808/908 | 22844 | DAIKIN APPLIED EUROPE SPA | 132013010
360367P | MQCS8/900 REFERENCE PIN | 22844 | DAIKIN APPLIED EUROPE SPA | 132013012
360369P | CONNECTING ROD CAP-SCREW | 22844 | DAIKIN APPLIED EUROPE SPA | 132013015
360370P | MQCS8/900 SHAFT KEY | 22844 | DAIKIN APPLIED EUROPE SPA | 132013059
360372P | LOCK KEY 18X11X115 | 22844 | DAIKIN APPLIED EUROPE SPA | 132013062
360373P | LOCK KEY 18X11X160 | 22844 | DAIKIN APPLIED EUROPE SPA | 132013063
360374P | SUCT VLV TOP HAT PIN | 22844 | DAIKIN APPLIED EUROPE SPA | 132013090
360375P | MQCS8/900 2S TERMINAL PLT | 22844 | DAIKIN APPLIED EUROPE SPA | 132013091
360376P | TERMINAL MQCS-P.W. | 22844 | DAIKIN APPLIED EUROPE SPA | 132013183
360378P | PRESSURE GAUGE 0-40Bar | 22844 | DAIKIN APPLIED EUROPE SPA | 132203019
360379P | PRESSURE GAUGE 0-20Bar | 22844 | DAIKIN APPLIED EUROPE SPA | 132203020
360381P | R-407 LABEL | 22844 | DAIKIN APPLIED EUROPE SPA | 132301071
360383P | FAN ASSY FE080 | 22844 | DAIKIN APPLIED EUROPE SPA | 132605031
360384P | FAN ASSY FC/063-6EA 41.2/ | 22844 | DAIKIN APPLIED EUROPE SPA | 132605049
360387P | PRESSURE SWITCH | 22844 | DAIKIN APPLIED EUROPE SPA | 133010003
360388P | TIMER KT-22 | 22844 | DAIKIN APPLIED EUROPE SPA | 133010011
360390P | SENSOR C7170A-1010 | 22844 | DAIKIN APPLIED EUROPE SPA | 133010029
360391P | PRESSURE SWITCH | 22844 | DAIKIN APPLIED EUROPE SPA | 133010152
360392P | HIGH PR.SW. PS3-CF5 27.3bar PCN:0714769 | 22844 | DAIKIN APPLIED EUROPE SPA | 133010154
360395P | HIGH PRESS.SWITCH PS3-CF5 HNB 29,5 bar | 22844 | DAIKIN APPLIED EUROPE SPA | 133010168
360396P | OIL PRESS DIF SWITCH FD-113 | 22844 | DAIKIN APPLIED EUROPE SPA | 133010169
360397P | H PRESS SW PS3 CF5 HNB/21,5 BAR | 22844 | DAIKIN APPLIED EUROPE SPA | 133010170
360398P | SENSOR | 22844 | DAIKIN APPLIED EUROPE SPA | 133010171
360399P | HEATER 75W-120V | 22844 | DAIKIN APPLIED EUROPE SPA | 133108078
360401P | CRANKCASE HEATER 200W 220V | 22844 | DAIKIN APPLIED EUROPE SPA | 133108087
360403P | SPRING ANTI-VIBR.Mount.(blue) LAAV245 | 22844 | DAIKIN APPLIED EUROPE SPA | 133206115
360404P | OIL FILTER CARTRIDGE(+gasket) | 22844 | DAIKIN APPLIED EUROPE SPA | 133301011
360405P | COVER AND BOARD H-48 | 22844 | DAIKIN APPLIED EUROPE SPA | 133304051
360406P | FILTER ELEMENT H-48 | 22844 | DAIKIN APPLIED EUROPE SPA | 133304052
360407P | SCREW CAP H-48 | 22844 | DAIKIN APPLIED EUROPE SPA | 133304053
360408P | SPRING H-48 | 22844 | DAIKIN APPLIED EUROPE SPA | 133304054
360409P | FAN ASS'Y TFE800-95 2 SPEED(B+E) | 22844 | DAIKIN APPLIED EUROPE SPA | 139410316
360413P | SUCTION VALVE HOUSING 8-900 | 22844 | DAIKIN APPLIED EUROPE SPA | 210001153-RIC
360420P | MQCS8/900 SUCT FLANGE | 22844 | DAIKIN APPLIED EUROPE SPA | 210501001
360421P | UNION ELBOW EVAP. Y VALVULA | 22844 | DAIKIN APPLIED EUROPE SPA | 219506016
360426P | MQCS8/900 OIL TUBE | 22844 | DAIKIN APPLIED EUROPE SPA | 220010028
360429P | CIRCUIT 1 LINE | 22844 | DAIKIN APPLIED EUROPE SPA | 225010771
360430P | CIRCUIT 2 LINE | 22844 | DAIKIN APPLIED EUROPE SPA | 225010772
360431P | KIT RETR OIL PUMP 14 (063:087) | 22844 | DAIKIN APPLIED EUROPE SPA | 228302680
360436P | FUSIBLE FRS R 2A | 22844 | DAIKIN APPLIED EUROPE SPA | 258604C-29
360453P | HEATER 110/140W | 22844 | DAIKIN APPLIED EUROPE SPA | 343213-03
360454P | CRANKCASE HEATER BITZER 220V | 22844 | DAIKIN APPLIED EUROPE SPA | 343213-04
360472P | SIEMENS PHASE MONIT.3X400V | 22844 | DAIKIN APPLIED EUROPE SPA | 3UG4513-1BR20
360597P | SUCTION FILTER | 22844 | DAIKIN APPLIED EUROPE SPA | 87211-301
360601P | SPARESOIL FILT.KIT HS31-32-42 | 22844 | DAIKIN APPLIED EUROPE SPA | 95816-401
360666P | FAN MOTOR M5WM020GR | 22844 | DAIKIN APPLIED EUROPE SPA | #03034074205
360872P | CONTROL BOARD MCC040CW | 22844 | DAIKIN APPLIED EUROPE SPA | 04089021708
360875P | CONTROL MODULE MDB125ER | 22844 | DAIKIN APPLIED EUROPE SPA | 04089028550
361074P | O RING EVAPORATOR 356 | 22844 | DAIKIN APPLIED EUROPE SPA | AE0041400
361075P | O RING EVAPORATOR | 22844 | DAIKIN APPLIED EUROPE SPA | AE0060324
361076P | GASKET | 22844 | DAIKIN APPLIED EUROPE SPA | AE0061300
361079P | ADAPTOR 1/4 -1/8 | 22844 | DAIKIN APPLIED EUROPE SPA | AE0440619
361081P | GASKET | 22844 | DAIKIN APPLIED EUROPE SPA | AE44130159
361082P | PACKAGING | 22844 | DAIKIN APPLIED EUROPE SPA | AE44133212-1
361086P | CAST SHUT-OFF VALVE D.54-2 1/8 | 22844 | DAIKIN APPLIED EUROPE SPA | D130805009
361087P | CAST SHUT-OFF VALVE D.79-3 1/8 | 22844 | DAIKIN APPLIED EUROPE SPA | C130805010
361130P | EVAPORATOR HEAD GASKET | 22844 | DAIKIN APPLIED EUROPE SPA | E44132701
361131P | EVAPORATOR SHEET GASKET | 22844 | DAIKIN APPLIED EUROPE SPA | E44132702
361132P | GASKET | 22844 | DAIKIN APPLIED EUROPE SPA | E44133201
361133P | GASKET | 22844 | DAIKIN APPLIED EUROPE SPA | E44133202
361141P | GASKET | 22844 | DAIKIN APPLIED EUROPE SPA | E44133561
361142P | GASKET | 22844 | DAIKIN APPLIED EUROPE SPA | E44133562
361145P | O RING | 22844 | DAIKIN APPLIED EUROPE SPA | E44134131
361164P | TERM LV MTR FOR CE063-126 FR4 | 22844 | DAIKIN APPLIED EUROPE SPA | M074608102
361165P | FRAME 4 DIS VLV GASKET | 22844 | DAIKIN APPLIED EUROPE SPA | M350233901
361176P | OIL PRESS DIFFERENTIAL | 22844 | DAIKIN APPLIED EUROPE SPA | 229699055
361178P | SOLENOID COIL 110V | 22844 | DAIKIN APPLIED EUROPE SPA | 131066082
361240P | CONNECTION | 22844 | DAIKIN APPLIED EUROPE SPA | 129100321
361241P | 6 PIN ELEC CONNECTOR | 22844 | DAIKIN APPLIED EUROPE SPA | 129100323
361325P | FIXING TOUCHSCREEN | 22844 | DAIKIN APPLIED EUROPE SPA | 115302210
361327P | FAN MOTOR+BLADE FE080. | 22844 | DAIKIN APPLIED EUROPE SPA | 120816
361328P | PRESSURE TRANSDUCER | 22844 | DAIKIN APPLIED EUROPE SPA | 125150068
361329P | KEYPAD / DISPLAY MICROTECH | 22844 | DAIKIN APPLIED EUROPE SPA | 129100121
361331P | PCO2 M./PCO2QE0AM0/MCQ-NOT PROGRAMMED | 22844 | DAIKIN APPLIED EUROPE SPA | SP-129150096
361333P | LIQUID SIGHT-GLASS D.35 TUBE | 22844 | DAIKIN APPLIED EUROPE SPA | 130809029
361334P | EXPANSION VALVE PHTX85-3/R22-407C(4C) | 22844 | DAIKIN APPLIED EUROPE SPA | 131011017
361335P | EXP VALVE PHTX85-4/R22-407C(6C) 026H1419 | 22844 | DAIKIN APPLIED EUROPE SPA | 131011018
361336P | EXPANSION VALVE | 22844 | DAIKIN APPLIED EUROPE SPA | 131011025
361338P | TRANSFORMER | 22844 | DAIKIN APPLIED EUROPE SPA | SP-131045117
361339P | TRANSFORMER TRANSFORMER 115-24V 200VA | 22844 | DAIKIN APPLIED EUROPE SPA | 131045131
361341P | PISTON | 22844 | DAIKIN APPLIED EUROPE SPA | 132009011
361342P | DISCHARGE VALVE SEAT | 22844 | DAIKIN APPLIED EUROPE SPA | 132010020
361343P | FAN MOTOR | 22844 | DAIKIN APPLIED EUROPE SPA | 132605043
361344P | FAN MOTOR | 22844 | DAIKIN APPLIED EUROPE SPA | 132605059
361346P | PRESSURE SWITCH | 22844 | DAIKIN APPLIED EUROPE SPA | 133010156
361347P | FLEXIBLE TUBE D42x 700 | 22844 | DAIKIN APPLIED EUROPE SPA | 133205055
361348P | FAN ASSY TFE800-95 HIGH SPEED (B+E) | 22844 | DAIKIN APPLIED EUROPE SPA | 139410315
361350P | UNLOADER CYLINDER | 22844 | DAIKIN APPLIED EUROPE SPA | 220010001
361351P | OIL PUMP ASSY 8/900 | 22844 | DAIKIN APPLIED EUROPE SPA | 220010073
361353P | PANEL CONTROL CSC 220V | 22844 | DAIKIN APPLIED EUROPE SPA | 263430311
361417P | SPARES OIL FILT.KIT HS31-32-42 | 22844 | DAIKIN APPLIED EUROPE SPA | 7384-188
361424P | GASKET OD=84mm x ID=66mm | 22844 | DAIKIN APPLIED EUROPE SPA | 88114-312
361444P | MQCS806 PW R407C 1PC.AU110V. | 22844 | DAIKIN APPLIED EUROPE SPA | N40030864
361469P | OPM MONI.LICENCE | 22844 | DAIKIN APPLIED EUROPE SPA | 129100352
361498P | GASKET U CHANNEL PEH 19x13(+/-1000mm) | 22844 | DAIKIN APPLIED EUROPE SPA | 070189802
361511P | GASKET | 22844 | DAIKIN APPLIED EUROPE SPA | 070304603
361512P | COVER HEAD GASKET EVAP/COND 26" | 22844 | DAIKIN APPLIED EUROPE SPA | 070304605
361554P | PHE CB26-24H | 22844 | DAIKIN APPLIED EUROPE SPA | 074666401
361560P | MACROPLUS CONTROL | 22844 | DAIKIN APPLIED EUROPE SPA | 090200003
361561P | CONTROL BOARD | 22844 | DAIKIN APPLIED EUROPE SPA | 090400038
361566P | KIT CONTROL MD CCW007/01 | 22844 | DAIKIN APPLIED EUROPE SPA | 106707901
361567P | KIT CONTROL MD CCW015/024 | 22844 | DAIKIN APPLIED EUROPE SPA | 106707902
361569P | MQCS8/900 COVER TERM BOX | 22844 | DAIKIN APPLIED EUROPE SPA | 110002060
361570P | MQCS8/900 TERM BOX | 22844 | DAIKIN APPLIED EUROPE SPA | 110002074
361571P | PROTECTION GRID | 22844 | DAIKIN APPLIED EUROPE SPA | 114502066
361572P | CLOSING PANEL PE-BAT ALS F | 22844 | DAIKIN APPLIED EUROPE SPA | 119403161
361573P | CENTRAL SUPPORT ALR122/424 | 22844 | DAIKIN APPLIED EUROPE SPA | 119502058
361574P | CLOSING PANEL ALS | 22844 | DAIKIN APPLIED EUROPE SPA | 119502062
361575P | CLOSING PANEL ALR | 22844 | DAIKIN APPLIED EUROPE SPA | 119502063
361576P | PLASTIC PIPE 2X6 1/4SAE L=600 | 22844 | DAIKIN APPLIED EUROPE SPA | 120706004
361578P | RELAY INSVDC / OUR 240 VAC | 22844 | DAIKIN APPLIED EUROPE SPA | 129100037
361579P | SOLID STATE REALY MOD.870-4240 | 22844 | DAIKIN APPLIED EUROPE SPA | 129100038
361582P | PRESSURE SWITCH LDS004 | 22844 | DAIKIN APPLIED EUROPE SPA | 129100232
361584P | RELAY HIGH PRESSURE | 22844 | DAIKIN APPLIED EUROPE SPA | 129100262
361585P | ADI-BOARD 24I 658160B-02 REV.A | 22844 | DAIKIN APPLIED EUROPE SPA | 129100290
361587P | MICROTECH ELEC EXP VLV BRDI | 22844 | DAIKIN APPLIED EUROPE SPA | 129100377
361588P | DIGITAL EXP.BOARD DIOX16-01 | 22844 | DAIKIN APPLIED EUROPE SPA | 129100380
361589P | FAN SPEED MOD.BOARD FCS1122300 | 22844 | DAIKIN APPLIED EUROPE SPA | 129150011
361594P | SERIAL CONVERTER RS422-RS | 22844 | DAIKIN APPLIED EUROPE SPA | 129150071
361595P | SERIAL CABLE 422 10MT | 22844 | DAIKIN APPLIED EUROPE SPA | 129150072
361597P | PCO200KEY0 KEY PROGR.PCO2 | 22844 | DAIKIN APPLIED EUROPE SPA | 129150219
361598P | CSC-IIXC CAREL | 22844 | DAIKIN APPLIED EUROPE SPA | 129150146
361599P | CONVERTER USB-RS485 | 22844 | DAIKIN APPLIED EUROPE SPA | 129150156
361600P | SWICTH BOX CASING | 22844 | DAIKIN APPLIED EUROPE SPA | 129611003
361601P | SELF LOCKING | 22844 | DAIKIN APPLIED EUROPE SPA | 130103010
361602P | M8 X 30 SCREW | 22844 | DAIKIN APPLIED EUROPE SPA | 130303610
361604P | EVAPORATOR JOINTS | 22844 | DAIKIN APPLIED EUROPE SPA | 130506002
361605P | CONICAL PLUG E.I.1/8 GAS | 22844 | DAIKIN APPLIED EUROPE SPA | 130507001
361607P | O RING | 22844 | DAIKIN APPLIED EUROPE SPA | 130601013
361608P | O RINGS | 22844 | DAIKIN APPLIED EUROPE SPA | 130601466
361613P | GASKET | 22844 | DAIKIN APPLIED EUROPE SPA | 130609013
361614P | MOTOR | 22844 | DAIKIN APPLIED EUROPE SPA | 130609032
361615P | GASKET | 22844 | DAIKIN APPLIED EUROPE SPA | 130609033
361617P | GASKET | 22844 | DAIKIN APPLIED EUROPE SPA | 130609200
361618P | GASKET | 22844 | DAIKIN APPLIED EUROPE SPA | 130609201
361619P | BEARING HOUSING | 22844 | DAIKIN APPLIED EUROPE SPA | 130609203
361620P | PACKING | 22844 | DAIKIN APPLIED EUROPE SPA | 130609204
361621P | SUPPORT | 22844 | DAIKIN APPLIED EUROPE SPA | 130609206
361623P | GASKET | 22844 | DAIKIN APPLIED EUROPE SPA | 130609209
361624P | GASKET | 22844 | DAIKIN APPLIED EUROPE SPA | 130609210
361625P | GASKET | 22844 | DAIKIN APPLIED EUROPE SPA | 130609211
361626P | GASKET | 22844 | DAIKIN APPLIED EUROPE SPA | 130609212
361627P | GASKET | 22844 | DAIKIN APPLIED EUROPE SPA | 130609213
361628P | GASKET | 22844 | DAIKIN APPLIED EUROPE SPA | 130609214
361630P | O-RING | 22844 | DAIKIN APPLIED EUROPE SPA | 130609252
361634P | FITTINGS | 22844 | DAIKIN APPLIED EUROPE SPA | 130808050
361635P | REDUCTION 9/16 A 1/4 | 22844 | DAIKIN APPLIED EUROPE SPA | 130816014
361636P | TEE G8380/X06+8394/A | 22844 | DAIKIN APPLIED EUROPE SPA | 130817030
361638P | PLAIN WASHER | 22844 | DAIKIN APPLIED EUROPE SPA | 130903003
361639P | 1078-5 D16 SOLENOID VALVE | 22844 | DAIKIN APPLIED EUROPE SPA | 131008008
361640P | EXPANSION VALVE | 22844 | DAIKIN APPLIED EUROPE SPA | 131008009
361641P | SOL.VALVE ASSY 110V 1020/2S+9100/RA4 | 22844 | DAIKIN APPLIED EUROPE SPA | 131008054
361642P | EXPANSION VALVE .TEZ12-12/K66 ANG/S.22X2 | 22844 | DAIKIN APPLIED EUROPE SPA | 131009181
361644P | ELECTR.EXPANSION VALVE SEO-100 | 22844 | DAIKIN APPLIED EUROPE SPA | 131011420
361647P | COMPRESSOR D6SJ-4000 AWM | 22844 | DAIKIN APPLIED EUROPE SPA | 131019022
361648P | COMPRESSOR SZ-125 | 22844 | DAIKIN APPLIED EUROPE SPA | 131019379
361650P | MOTOR MQCS908S2C/A | 22844 | DAIKIN APPLIED EUROPE SPA | 131020237
361651P | MOTOR MQCS908-PW | 22844 | DAIKIN APPLIED EUROPE SPA | 131020266
361654P | FUSE DII | 22844 | DAIKIN APPLIED EUROPE SPA | SP-131029005
361655P | FUSE DII | 22844 | DAIKIN APPLIED EUROPE SPA | SP-131029007
361657P | FUSE 20 AMP | 22844 | DAIKIN APPLIED EUROPE SPA | 131029017
361658P | FUSE 25A | 22844 | DAIKIN APPLIED EUROPE SPA | SP-131029018
361659P | FUSE 2A | 22844 | DAIKIN APPLIED EUROPE SPA | SP-131029047
361660P | FUSE 8A | 22844 | DAIKIN APPLIED EUROPE SPA | SP-131029058
361661P | FUSE 4A | 22844 | DAIKIN APPLIED EUROPE SPA | SP-131029059
361666P | FUSE 400A | 22844 | DAIKIN APPLIED EUROPE SPA | SP-131030027
361667P | RESET BUTTON | 22844 | DAIKIN APPLIED EUROPE SPA | 131036026
361672P | SAFETY VALVE 33 bar | 22844 | DAIKIN APPLIED EUROPE SPA | 131038280
361675P | BOX 200X150X80 | 22844 | DAIKIN APPLIED EUROPE SPA | 131064013
361682P | PHASE VOLT MONITOR | 22844 | DAIKIN APPLIED EUROPE SPA | 131093042
361683P | IQ-500-LA 110/120V.50/60HZ.PEH | 22844 | DAIKIN APPLIED EUROPE SPA | 131096011
361684P | HINGE MOD 60 | 22844 | DAIKIN APPLIED EUROPE SPA | 131118002
361686P | ELASTIC PIN D..3X12 DIN1481 | 22844 | DAIKIN APPLIED EUROPE SPA | 131124013
361687P | DISCH.FILTER PIPE MQCS 8/900 | 22844 | DAIKIN APPLIED EUROPE SPA | 131506001
361688P | SUCTION COVER MQCS 8-900 NEW | 22844 | DAIKIN APPLIED EUROPE SPA | 132001170
361689P | BUSH FOR TUBE D35 | 22844 | DAIKIN APPLIED EUROPE SPA | 132003015
361690P | SUCTION FILTER MQCS800/900 OLD | 22844 | DAIKIN APPLIED EUROPE SPA | 132004058
361691P | CYLINDER MQC800 | 22844 | DAIKIN APPLIED EUROPE SPA | 132009006
361692P | MQCS808 CRANKSHAFT 165CM | 22844 | DAIKIN APPLIED EUROPE SPA | 132009055
361693P | OIL FILTER DISTRIBUTOR | 22844 | DAIKIN APPLIED EUROPE SPA | 132010031
361695P | SUCTION PIPE | 22844 | DAIKIN APPLIED EUROPE SPA | 132010045
361696P | LIFT PIN SUCTION VALVE | 22844 | DAIKIN APPLIED EUROPE SPA | 132013017
361697P | CONCENTRING OIL PUMP | 22844 | DAIKIN APPLIED EUROPE SPA | 132013018
361698P | ANTIVIBRATION RUBBER | 22844 | DAIKIN APPLIED EUROPE SPA | 132013181
361699P | FAN GUARD FOR ELECTRICAL | 22844 | DAIKIN APPLIED EUROPE SPA | 132013579
361700P | CONDENSER COIL AL-4R-SX/R55-60-100-110 | 22844 | DAIKIN APPLIED EUROPE SPA | 132013616-SP
361701P | CONDENSER COIL AL-4R-DX/R55-60-100-110 | 22844 | DAIKIN APPLIED EUROPE SPA | 132013620-SP
361702P | TUBES EVAPORATOR 3/4 2743- | 22844 | DAIKIN APPLIED EUROPE SPA | 132020938
361704P | FLEXIBLE TUBE | 22844 | DAIKIN APPLIED EUROPE SPA | 132205055
361705P | PAINT GREY | 22844 | DAIKIN APPLIED EUROPE SPA | 132502016
361709P | FAN BLADE FC080-SDA | 22844 | DAIKIN APPLIED EUROPE SPA | 132605050
361711P | FAN ASSY WOODS 80AC/6/6/32°-D100-1.7 KW | 22844 | DAIKIN APPLIED EUROPE SPA | 132605150
361712P | EVAPORADOR ALR-015 | 22844 | DAIKIN APPLIED EUROPE SPA | 132811020
361713P | PLATE HE V45-80 | 22844 | DAIKIN APPLIED EUROPE SPA | 132811029
361714P | PLATE HEAT EXCHANGER WHR- | 22844 | DAIKIN APPLIED EUROPE SPA | 132811099
361715P | MOBIL EAL ARTIC 46 (20 LITRE CANS) | 22844 | DAIKIN APPLIED EUROPE SPA | 132901006
361716P | OIL EMKARATE RL68H 20LT Can | 22844 | DAIKIN APPLIED EUROPE SPA | 132901008
361716P | OIL EMKARATE RL68H 20LT Can | 22844 | DAIKIN APPLIED EUROPE SPA | 132901008
361717P | TIME DELAY RELAY | 22844 | DAIKIN APPLIED EUROPE SPA | 133010111
361719P | EVAPORATOR 351190910 | 22844 | DAIKIN APPLIED EUROPE SPA | 133023805
361720P | ELECT.HEATER 200W 110V FR2 | 22844 | DAIKIN APPLIED EUROPE SPA | 133108070
361721P | FILTER ELEMENT SECA | 22844 | DAIKIN APPLIED EUROPE SPA | 133303001
361722P | CABINET MHP 145/215.2 | 22844 | DAIKIN APPLIED EUROPE SPA | 134511042
361723P | FAN ASSY | 22844 | DAIKIN APPLIED EUROPE SPA | 139410190
361726P | MQC800 SUCTION VALVE HOUSING | 22844 | DAIKIN APPLIED EUROPE SPA | 210001002
361727P | VALVE HOUSING | 22844 | DAIKIN APPLIED EUROPE SPA | 210001004
361728P | GUIDE RING | 22844 | DAIKIN APPLIED EUROPE SPA | 210002005
361729P | DISCHARGE VALVE SEAT | 22844 | DAIKIN APPLIED EUROPE SPA | 210002009
361730P | MQCS8/900 SPACER SHIM | 22844 | DAIKIN APPLIED EUROPE SPA | 210002077
361731P | MQCS8/900 SPACER SHIM | 22844 | DAIKIN APPLIED EUROPE SPA | 210002079
361732P | GASKET | 22844 | DAIKIN APPLIED EUROPE SPA | 210006001
361733P | OIL REGULATING VALVE | 22844 | DAIKIN APPLIED EUROPE SPA | 210010013
361734P | TUBE S.LIQ-V.4V-1-2 MHP 120/215 | 22844 | DAIKIN APPLIED EUROPE SPA | 214507002
361736P | STATOR FIXATION SCREW | 22844 | DAIKIN APPLIED EUROPE SPA | 220002013
361737P | OIL DISK MQC/S | 22844 | DAIKIN APPLIED EUROPE SPA | 220002015
361738P | LOCK WASHER | 22844 | DAIKIN APPLIED EUROPE SPA | 220002031
361739P | CONNECTING ROD NUT | 22844 | DAIKIN APPLIED EUROPE SPA | 220009016
361741P | CYLINDER WITH UNLOAD.ASS'Y 800 | 22844 | DAIKIN APPLIED EUROPE SPA | 220010002
361742P | SEAL END BEAR.HOUS.ASS'Y 800 | 22844 | DAIKIN APPLIED EUROPE SPA | 220010011
361743P | CONNECTION DISCH TUBE | 22844 | DAIKIN APPLIED EUROPE SPA | 220010022
361745P | CRANKASE OIL CHECK-VALVE 8/900 | 22844 | DAIKIN APPLIED EUROPE SPA | 220010063
361746P | PUMP END BEAR.HOUS. ASS'Y 800 | 22844 | DAIKIN APPLIED EUROPE SPA | 220010068
361747P | MQC800 OIL PUMP | 22844 | DAIKIN APPLIED EUROPE SPA | 220010070
361748P | OIL PUMP | 22844 | DAIKIN APPLIED EUROPE SPA | 220010071
361750P | OIL LINE KIT | 22844 | DAIKIN APPLIED EUROPE SPA | 224899017
361752P | GRID | 22844 | DAIKIN APPLIED EUROPE SPA | 225810027
361753P | FLANGE FOR LIQUID LINE | 22844 | DAIKIN APPLIED EUROPE SPA | 228502004
361754P | COMPLETE SUCTION LINE C2 | 22844 | DAIKIN APPLIED EUROPE SPA | 228520056
361755P | COMPLETE SUCTION LINE C1 | 22844 | DAIKIN APPLIED EUROPE SPA | 228520067
361756P | SUCTION PIPE WHR | 22844 | DAIKIN APPLIED EUROPE SPA | 228520085
361757P | RETROFIT MQCS/ALR | 22844 | DAIKIN APPLIED EUROPE SPA | 228810354
361758P | RETROFIT MQCS/ALR | 22844 | DAIKIN APPLIED EUROPE SPA | 228810364
361759P | COMPRESSOR HEAD LOADING | 22844 | DAIKIN APPLIED EUROPE SPA | 228810368
361760P | MODEM KIT | 22844 | DAIKIN APPLIED EUROPE SPA | 229100159
361761P | PROTECTION RELAY | 22844 | DAIKIN APPLIED EUROPE SPA | 229810083
361762P | INSULATION | 22844 | DAIKIN APPLIED EUROPE SPA | 229899062
361763P | NEW GASKET KIT | 22844 | DAIKIN APPLIED EUROPE SPA | 230009014
361765P | GASKET SET | 22844 | DAIKIN APPLIED EUROPE SPA | 230009016
361767P | GASKET SET | 22844 | DAIKIN APPLIED EUROPE SPA | 230009052
361768P | GASKET SET | 22844 | DAIKIN APPLIED EUROPE SPA | 230009053
361769P | CONDENSER ALR3 | 22844 | DAIKIN APPLIED EUROPE SPA | 232013429
361770P | SEAL TOOL | 22844 | DAIKIN APPLIED EUROPE SPA | 232810542
361771P | CONDENSOR | 22844 | DAIKIN APPLIED EUROPE SPA | 235003013
361772P | CONDENSER COIL DX 5400x3x14 (AL) | 22844 | DAIKIN APPLIED EUROPE SPA | 235003021
361773P | CONDENSOR (AL)SX 3600X3X14 D | 22844 | DAIKIN APPLIED EUROPE SPA | 235003109
361774P | OPM PANEL | 22844 | DAIKIN APPLIED EUROPE SPA | 255104411
361778P | OIL FILTER | 22844 | DAIKIN APPLIED EUROPE SPA | 272882075
361786P | FAN SUPPORT | 22844 | DAIKIN APPLIED EUROPE SPA | 274728751
361809P | CONTACTO 24V | 22844 | DAIKIN APPLIED EUROPE SPA | SP-132015087
361873P | SOL. VALVE V955BX15 24/60 (LB) | 22844 | DAIKIN APPLIED EUROPE SPA | 735048449
361894P | WATER THERM.REG.VAL.V47AD-1 1 | 22844 | DAIKIN APPLIED EUROPE SPA | 735075404
362246P | O RING | 22844 | DAIKIN APPLIED EUROPE SPA | E44130158
362292P | MQCS808 PW R134 1 UNL.220V | 22844 | DAIKIN APPLIED EUROPE SPA | N38020889
362293P | MQCS908 2C R22 AU220V(PTC140) | 22844 | DAIKIN APPLIED EUROPE SPA | N39099981
362297P | THERMAL RELAY LR2D3365 | 22844 | DAIKIN APPLIED EUROPE SPA | T-LR2D3365
362299P | THERMAL RELAY LR2D4367 | 22844 | DAIKIN APPLIED EUROPE SPA | T-LRD4367
362300P | THERMAL RELAY 110-140A | 22844 | DAIKIN APPLIED EUROPE SPA | T-LRD4369
362302P | THERMAL RELAY 90-150A | 22844 | DAIKIN APPLIED EUROPE SPA | T-LR9F5369
362304P | CONTACTOR LC1K09010 | 22844 | DAIKIN APPLIED EUROPE SPA | T-LC1K0910F7
362305P | CONTACTOR LCDF 115 V | 22844 | DAIKIN APPLIED EUROPE SPA | T-LC1D115F7
362306P | CONTACTOR LC1D 110V | 22844 | DAIKIN APPLIED EUROPE SPA | P31F23012
362307P | CONTACTOR LC1D 95 11 | 22844 | DAIKIN APPLIED EUROPE SPA | P31F23013
362308P | CONTACTOR LC1D 110V | 22844 | DAIKIN APPLIED EUROPE SPA | P31F230M25
362309P | CONTACTOR LC1F 185 110V | 22844 | DAIKIN APPLIED EUROPE SPA | T-LC1F185F7
362310P | PUMP AND BEARING HOUSE | 22844 | DAIKIN APPLIED EUROPE SPA | P31M23012
362311P | CONTACTOR LC1D9522 | 22844 | DAIKIN APPLIED EUROPE SPA | P31M23013
362312P | THRUST LOW SPEED BEARING | 22844 | DAIKIN APPLIED EUROPE SPA | P31M23014
362326P | 808SPW(120KW)R22 1PCA220/C.OVH | 22844 | DAIKIN APPLIED EUROPE SPA | RT38020884
362374P | 4-VC4P 800A (3) ISOLATOR | 22844 | DAIKIN APPLIED EUROPE SPA | 131024088
362377P | OIL TUBE | 22844 | DAIKIN APPLIED EUROPE SPA | 131506006
362378P | OIL TUBE | 22844 | DAIKIN APPLIED EUROPE SPA | 131506007
362383P | COIL GUARD KIT - OPCG | 22844 | DAIKIN APPLIED EUROPE SPA | 229825107
362384P | MQCS808 PW R407C 1PC.AU110V. | 22844 | DAIKIN APPLIED EUROPE SPA | N40030884
362385P | THERMISTOR BOARD MTII BIPC-300024 | 22844 | DAIKIN APPLIED EUROPE SPA | 330343901
362416P | SUCT HOUSING STOP PLATE | 22844 | DAIKIN APPLIED EUROPE SPA | 120002031
362419P | ROTALOCK TEFLON GASKET 1-3/4" | 22844 | DAIKIN APPLIED EUROPE SPA | 130604004
362420P | ROTALOCK TEFLON GASKET 1"1/4 | 22844 | DAIKIN APPLIED EUROPE SPA | 130604003
362421P | PANEL CSM-MII VC2 1-6 MDN MBUS 240 | 22844 | DAIKIN APPLIED EUROPE SPA | 112024804
362424P | CAPILLARY TUBE OIL PUMP MQCS | 22844 | DAIKIN APPLIED EUROPE SPA | 131506202
362431P | EXPANSION VALVE | 22844 | DAIKIN APPLIED EUROPE SPA | 02164034987
362432P | COIL 110V CASTEL HM2 110V 50-60Hz 8W | 22844 | DAIKIN APPLIED EUROPE SPA | 131066007
362433P | FAN THERMAL OVERLOAD GV2ME10 | 22844 | DAIKIN APPLIED EUROPE SPA | T-GV2ME10
362435P | FAN SPEED REGULATOR RGF340 40A.420VAC | 22844 | DAIKIN APPLIED EUROPE SPA | 131093045
362436P | THERMAL RELAY SIEMENS | 22844 | DAIKIN APPLIED EUROPE SPA | 3VL47311AP360AA0
362437P | ELECTRIC BRIDGE | 22844 | DAIKIN APPLIED EUROPE SPA | SP-132015059
362438P | ELECTRIC BRIDGE | 22844 | DAIKIN APPLIED EUROPE SPA | SP-132015060
362441P | BLACK DOOR LOCK ELECTRIC PANEL | 22844 | DAIKIN APPLIED EUROPE SPA | SP-131025022
362443P | O-RING 177,17X6,99 PER R22 | 22844 | DAIKIN APPLIED EUROPE SPA | 130601441
362444P | MQCS808 PW R22 220V COMP(SHR) | 22844 | DAIKIN APPLIED EUROPE SPA | N38020884
362445P | EV35190910D EVAPORATOR | 22844 | DAIKIN APPLIED EUROPE SPA | EV35190910D
362446P | O-RING ID=36,1 OD=43,16 t=3,53mm | 22844 | DAIKIN APPLIED EUROPE SPA | E44134143
362447P | O-RING ID=81,92 OD=92,60 t=5,34mm | 22844 | DAIKIN APPLIED EUROPE SPA | E44136325
362448P | CONNECTION PIPE | 22844 | DAIKIN APPLIED EUROPE SPA | 215006560
362449P | FITTING | 22844 | DAIKIN APPLIED EUROPE SPA | 130841034
362450P | BUSH | 22844 | DAIKIN APPLIED EUROPE SPA | AE4407007
362451P | O-RING | 22844 | DAIKIN APPLIED EUROPE SPA | E44130152
362452P | FRONT AND REAR BOTTOM FRAME | 22844 | DAIKIN APPLIED EUROPE SPA | 119403205
362453P | CONTROL BOX LEFT | 22844 | DAIKIN APPLIED EUROPE SPA | 131025034
362454P | SPRING ANTIVIBR.(Grey) MOUNT LAAV250 K58 | 22844 | DAIKIN APPLIED EUROPE SPA | 133206116
362455P | SPRING ANTIVIBR.(Black)MOUNT LAAV231 K36 | 22844 | DAIKIN APPLIED EUROPE SPA | 133206114
362458P | FR2 SCR.SA175Q(AIR)LIQ INJ.OVH | 22844 | DAIKIN APPLIED EUROPE SPA | RSLICA175D
362463P | PLASTIC PIPE 4X8 1/4SAE L=1000 | 22844 | DAIKIN APPLIED EUROPE SPA | 120706033
362464P | EVAPORATOR WHZ024.2ST | 22844 | DAIKIN APPLIED EUROPE SPA | 133365101 (EV19120055)
362465P | CONDENSER COVER GASKET | 22844 | DAIKIN APPLIED EUROPE SPA | E44132759
362467P | AMPEROMETRIC SWITCH AV104 | 22844 | DAIKIN APPLIED EUROPE SPA | SP-131024027
362468P | DIGITAL INDICATOR LDM30AV5D01X | 22844 | DAIKIN APPLIED EUROPE SPA | SP-131094066
362472P | GUARDS FR4 ALS(E-F) | 22844 | DAIKIN APPLIED EUROPE SPA | 54266
362477P | MQCS908 PW(90KW)OS 1UNL.A220V | 22844 | DAIKIN APPLIED EUROPE SPA | N39099984
362478P | MQCS906 PW(70KW)OS 1UNL.A220V | 22844 | DAIKIN APPLIED EUROPE SPA | N39099964
362480P | Kit SPEEDTROL 230VxP.E/MNG3100 OPLA | 22844 | DAIKIN APPLIED EUROPE SPA | 129622001
362482P | Kit SPEEDTROL ALS.2 STLNXN (2+2) OPLA | 22844 | DAIKIN APPLIED EUROPE SPA | 51782
362483P | 4-WAY VALVE VHV-6001 Danfoss Saginomiya | 22844 | DAIKIN APPLIED EUROPE SPA | 131050022
362484P | COIL FOR FOUR WAY VALVE | 22844 | DAIKIN APPLIED EUROPE SPA | 061L2095
362485P | COMPRESSOR ZR144KCE-TFD-422 9 KW | 22844 | DAIKIN APPLIED EUROPE SPA | M04019012261
362486P | CE063MA REPLACEMENT COMPRESSOR | 22844 | DAIKIN APPLIED EUROPE SPA | CE063MA PN TO BE CONFIRMED
362490P | FUSE NH00-GG 160A | 22844 | DAIKIN APPLIED EUROPE SPA | SP-131030056
362491P | CONTACTOR AC-110V 50HZ 3P 3RT1044-1AF00 | 22844 | DAIKIN APPLIED EUROPE SPA | SP-132015046
362492P | CONTACTOR 3RT1046-1AF00 | 22844 | DAIKIN APPLIED EUROPE SPA | SP-132015050
362494P | FAN SPEED REGULATOR RGF320 42 2M2S00 | 22844 | DAIKIN APPLIED EUROPE SPA | 131093080-01
362498P | EVAP HEAD GASKET | 22844 | DAIKIN APPLIED EUROPE SPA | E44132712
362499P | DISTRIBUTION GASKET | 22844 | DAIKIN APPLIED EUROPE SPA | E44132714
362501P | OIL PUMP O RING KIT | 22844 | DAIKIN APPLIED EUROPE SPA | 228302679
362503P | VALVE 1-3/4'D.42 Without O-ring | 22844 | DAIKIN APPLIED EUROPE SPA | 130805007
362505P | TEMP.SENSOR OIL PUMP T2463 UEC 0826 | 22844 | DAIKIN APPLIED EUROPE SPA | 330198001
362507P | GASKET FOR DISCHARGE FLANGE | 22844 | DAIKIN APPLIED EUROPE SPA | 132021036
362508P | TRANSFORMER 250 VA P.115/S.24 T9-0-9(T2) | 22844 | DAIKIN APPLIED EUROPE SPA | SP-131045134
362509P | MOTOR+BLADES FE080-ADA.6N.V7 | 22844 | DAIKIN APPLIED EUROPE SPA | 122871
362664P | EVAPORATOR EV32200099D | 22844 | DAIKIN APPLIED EUROPE SPA | EV32200099D
999445P | DISPLAY LCD PCOIMQ0CBB | 22844 | DAIKIN APPLIED EUROPE SPA | SP-129150087
E0901184-1 | PROTECTION CAP KIT FOR ILME CONNECTOR | 22844 | DAIKIN APPLIED EUROPE SPA | 888101055
E1090092 | DRAINPAN HEATERTAPE KIT | 22844 | DAIKIN APPLIED EUROPE SPA | 239680509-RIC
E1100057-2 | MWP CAUTION STICKER | 22844 | DAIKIN APPLIED EUROPE SPA | 123013105
E1100057-3 | MWP COMPRESSOR LABEL KIT | 22844 | DAIKIN APPLIED EUROPE SPA | 888101078
E1100057-4 | MWP SAFETY VALVE KIT 1C | 22844 | DAIKIN APPLIED EUROPE SPA | 888101082
E1190076-1 | Sinusoidal filter kit 2xRockwell 3,7kW | 22844 | DAIKIN APPLIED EUROPE SPA | 888101041
E1190076-2 | Sinusoidal filter kit 4xRockwell 3,7kW | 22844 | DAIKIN APPLIED EUROPE SPA | 888101042
E1190076-3 | Sinusoidal filter kit 2xkeb 5,5 kW | 22844 | DAIKIN APPLIED EUROPE SPA | 888101043
E1190076-4 | Sinusoidal filter kit 2xkeb 11 kW | 22844 | DAIKIN APPLIED EUROPE SPA | 888101045
E1190076-5 | Sinusoidal filter kit 3xkeb 18,5 kW | 22844 | DAIKIN APPLIED EUROPE SPA | 888101046
E1200456 | RUBBER EDGE PROTECTION 1 METER | 22844 | DAIKIN APPLIED EUROPE SPA | 120609016
E1301042-1 | O-RING | 22844 | DAIKIN APPLIED EUROPE SPA | 130601487
E1301721-1 | PIPE REPLACEMENT KIT | 22844 | DAIKIN APPLIED EUROPE SPA | 5900125
E1402525-1 | CONNECTORS KIT POL94U | 22844 | DAIKIN APPLIED EUROPE SPA | 10000109673
E1402525-2 | CONNECTORS KIT POL965U | 22844 | DAIKIN APPLIED EUROPE SPA | 10000109671
E1402525-3 | SCREW ZINC 6X30 ISO 4762 8.8 | 22844 | DAIKIN APPLIED EUROPE SPA | 130303090
E1402779-1 | REPAIR KIT A | 22844 | DAIKIN APPLIED EUROPE SPA | 888101180
E1402779-2 | REPAIR KIT B | 22844 | DAIKIN APPLIED EUROPE SPA | 888101181
E1402779-3 | REPAIR KIT C | 22844 | DAIKIN APPLIED EUROPE SPA | 888101182
E1402814-1 | FLANGE GASKET DIN200 | 22844 | DAIKIN APPLIED EUROPE SPA | 132021041
E1490058-1 | PROTECTION CARTER | 22844 | DAIKIN APPLIED EUROPE SPA | 10ELA0250032
E1490058-2 | COMPR. POWER SUPPLY WARNING LABEL | 22844 | DAIKIN APPLIED EUROPE SPA | D000819
EU.SB.5000001 | APPLIED ALC PANEL | 22844 | DAIKIN APPLIED EUROPE SPA | 129150232
EU.SB.5000002 | M.Tech III D-NET COMM.B.POL909.50/MCQ | 22844 | DAIKIN APPLIED EUROPE SPA | 10000110045
EU.SB.5000004 | MODBUS ALCM PANEL PCO2 | 22844 | DAIKIN APPLIED EUROPE SPA | 888101098
EU.SB.5000014 | ENERGY METER KIT 1000A | 22844 | DAIKIN APPLIED EUROPE SPA | 888101091
EU.SB.5000015 | ENERGY METER KIT 250A | 22844 | DAIKIN APPLIED EUROPE SPA | 888101087
EU.SB.5000016 | ENERGY METER KIT 400A | 22844 | DAIKIN APPLIED EUROPE SPA | 888101088
EU.SB.5000017 | ENERGY METER KIT 630A | 22844 | DAIKIN APPLIED EUROPE SPA | 888101089
EU.SB.5000018 | ENERGY METER KIT 800A | 22844 | DAIKIN APPLIED EUROPE SPA | 888101090
EU.SB.5000019 | ENERGY METER KIT 1250A | 22844 | DAIKIN APPLIED EUROPE SPA | 888101092
EU.SB.5000020 | ENERGY METER KIT 1600A | 22844 | DAIKIN APPLIED EUROPE SPA | 888101093
EU.SB.5000021 | HEAT REC.RETROF.KIT HR2 KIT 3120 MT3 NO | 22844 | DAIKIN APPLIED EUROPE SPA | 888002001
EU.SB.5000022 | PIPING TUBE D66,67 X 2,5 - L 2M | 22844 | DAIKIN APPLIED EUROPE SPA | 888101101
EU.SB.5000023 | PIPING TUBE CURVE 25° D66,67 | 22844 | DAIKIN APPLIED EUROPE SPA | 888101102
EU.SB.5000024 | PIPING TUBE CURVE 30° D66,67 | 22844 | DAIKIN APPLIED EUROPE SPA | 888101103
EU.SB.5000025 | PIPING TUBE CURVE 45° D66,67 | 22844 | DAIKIN APPLIED EUROPE SPA | 888101104
EU.SB.5000026 | PIPING TUBE CURVE 90° D66,67 | 22844 | DAIKIN APPLIED EUROPE SPA | 888101105
EU.SB.5000027 | PIPING TUBE CONNECTOR D66,67 | 22844 | DAIKIN APPLIED EUROPE SPA | 888101106
EU.SB.5000028 | PIPING CONNECTION HEAT EXCHANGER D66,67 | 22844 | DAIKIN APPLIED EUROPE SPA | 888101107
EU.SB.5000029 | FLEXIBLE PIPE INOX D65 0,975M | 22844 | DAIKIN APPLIED EUROPE SPA | EU.SB.5000029
EU.SB.5000048 | INVERTER KIT 414+CONTROL | 22844 | DAIKIN APPLIED EUROPE SPA | 888001070
EU.SB.5000049 | RETROFIT KIT MQCS->3123 3C | 22844 | DAIKIN APPLIED EUROPE SPA | 888001072
EU.SB.5000050 | RETROFIT KIT TRANE->3120 1C | 22844 | DAIKIN APPLIED EUROPE SPA | 888001073
EU.SB.5000051 | ALC PANEL (CENTRIF) + PCOXS | 22844 | DAIKIN APPLIED EUROPE SPA | 129150232-ADD
EU.SB.5000052 | ALC PANEL (CENTRIF) | 22844 | DAIKIN APPLIED EUROPE SPA | 129150261-ADD
EU.SB.5000053 | THERMAL ENERGY KIT + COMMUNICATION | 22844 | DAIKIN APPLIED EUROPE SPA | 888101176
EU.SB.5000054 | ELECTRICAL ENERGY KIT (OPTION) | 22844 | DAIKIN APPLIED EUROPE SPA | 888101177
EU.SB.5000055 | RETROFIT KIT 3220-3221 2C | 22844 | DAIKIN APPLIED EUROPE SPA | 888001079
EU.SB.5000056 | CONTROLLER PCOxs | 22844 | DAIKIN APPLIED EUROPE SPA | 129150214
EU.SB.5000057 | SA175-3122 1C RETROFIT KIT LIQ | 22844 | DAIKIN APPLIED EUROPE SPA | 888001011
EU.SB.5000058 | SA167-3121 1C RETROFIT KIT LIQ | 22844 | DAIKIN APPLIED EUROPE SPA | 888001027